## Home
Mission Critical Applications
Fluid Cooling Solutions
Legacy offers FREE chiller
system design consultations
Visit our on-line
Chiller Knowledgebas
Look for updates in the
Chiller Buyer
Resourse Section
Chiller Economizer
Retrofit Panel
This UL listed Chiller Economizer panel retrofits onto any size, any brand chiller reducing KWH and Cabon footpring as much as 60%.
Integrated Chiller Economizer System
Retrofit Panel
All Legacy PACT, PWCT and EST
(Tank Model) chillers are now available with Chiller Economizer Technology.
New Products
Chiller Energy Usage Audit Tool
INPUT SITE INFORMATION
INPUT SITE WEATHER DATA
INPUT CHILLER EQUIPMENT
VIEW SAVINGS SUMMARY
VIEW SAVINGS DETAIL
Terms of use: DISCLAIMER: THE INFORMATION PROVIDED HEREIN IS FOR THE PURPOSES OF ESTIMATES ONLY. THIS INFORMATION SHOULD NOT BE USED FOR FINAL DESIGN PURPOSES. LEGACY CHILLER SYSTEMS, INC RECOMMENDS THAT FINAL SYSTEM DESIGN BE REVIEWED BY A QUALIFIED DESIGN BUILD CONTRACTOR OR ENGINEER FAMILIAR WITH ALL LOCAL CODE REQUIREMENTS FOR CHILLER AND ASSOCIATED WATER DISTRIBUTION SYSTEMS. LEGACY CHILLER SYSTEMS SHALL NOT BE HELD LIABLE (EXPRESSED OR IMPLIED) FOR THE ACCURACY OF THIS INFORMATION NOR ITS COMPLIANCE WITH LOCAL/STATE AND/OR FEDERAL CODES . (ChillerEnergyAudit BETA v1.2).
PRINT REPORTS
Help Center

## SiteInformation
Contact Information | Project Information
Company | Project name:
Contact | Prepared by:
Work phone | Site address:
Cell phone | Site city:
Email | Site zip
Address | Project Comments:
City
State
Zip
Weather Data
Equipment
Savings Summary
Savings Details
Site Input
HOME
Instructions for this page: On this page, the user needs to input all contact information pertaining to the Chiller Energy Audit project.

## SiteWeatherData
KWH Rate | 0.1 | Climate Selection: | 3 Midwest/Ohio Valley |  | Target Zip |  | CLICK HERE
[5 empty] | Month | Avg High | Avg Low
Jan
Feb
Mar
Energy Souce | % |  |  |  | Apr
Coal |  |  |  |  | May
Hydro |  |  |  |  | Jun
Natural Gas |  |  |  |  | Jul
Nuclear |  |  |  |  | Aug
Oil |  |  |  |  | Sep
Solar |  |  |  |  | Oct
Wind |  |  |  |  | Nov
Total | 0% |  |  |  | Dec
Zip code | 0 | << ENTER ZIP CODE HERE
Link |  | << CLICK HERE |  | Formula in cell C4 is =HYPERLINK(C6,"CLICK HERE")
(unhide row 6 to see where hyperlink is constructed)
| http://www.weather.com/weather/climatology/monthly/?x=10&y=11\0 |  |  |  |  | the last \0 causes the hyperlink to open in a new window
STEP 1: Input KWH rate that is normally found on sites electrical bill. Please round up or down as you see fit.
Instructions for this page: On this page, the user needs to input site environmental data that will be used to commutate estimated Economizer savings. Important Note: As of this revision we have not found a weather website with a Canada Postal Code feed that will provide temperature averages. We recommend that Canada users do their own research to find this data. If found, please pass the information along to Legacy support so we can integrate programming. All temperature data is listed in Fahrenheit.
STEP 3: Using the regional map below, select the region where the audit facility is located. Data is used to commutate sunrise, sunset for the specified region.
STEP 4: Input the audit site " Target Zip" in the cell provided then left click the "CLICK HERE" links. This will open a browser window that will display audit sites "Avg High" and "Avg Low" Fahrenheit temperatures.
If the "CLICK HERE" function will not work, try another local zip code.
STEP 2: Input your energy supply mix in the table above. This information is NOT generally on your bill. To get this informaiton, we recommend checking with your local utility.
Weather Data
Equipment
Savings Summary
Savings Details
Site Input
HOME

## SiteEquipmentInputTable
Chiller ID | Make | Model | Serial | Unit Tonnage | Voltage | Stage1 Total AMPS | Stage2 Total AMPS | Run Days Per Week | Daily Start Time | Daily Stop Time | Chiller Loading% | Process Setpoint (F) | Aprox Age in Years
1
2
3
4
5
6
7
8
9
10
Note on H9: Stage1 Total AMPS: This value should reflect FULL LOAD compressor amps + Condenser fan motor amps that are accociated with stage ONE cooling.
Note on I9: Stage2 Total AMPS: This value should reflect FULL LOAD compressor amps + Condenser fan motor amps that are accociated with stage TWO cooling.
Note on J9: Run Days Per Week: Average number of days per week the subject chiller will be expected to provide process cooling. Number must be beween 1 and 7.
Note on K9: Daily Start Time: Input the daily start time for subject chiller. Time must be entered in military time without the ":". For example, 1:00 PM is entered as "100" or 11:30 PM will ne entered as 2359. Value most range from 100 to 2400.
Note on L9: Daily Stop Time: Input the daily stop time for subject chiller. Time must be entered in military time without the ":" . For example, 1:00 PM is entered as "100" or 11:30 PM will ne entered as 2359. Value most range from 100 to 2400.
Note on M9: Chiller Loading %: Represents the average cooling capacity of the subject chiller vs the process load. An easy way to determine how many minutes each compressor(s) runs in a given span of time. For example, if the compressor(s) runs for 30 mins within a 60 min span of time, the chiller loading would be 50%.
Note on N9: Process Set point: Enter the design set point of the subject chiller. Important Point: Make sure to discuss this item with the user. In many cases, the process load can tolerate higher approach temperatures. As this value is increased, additional Economizer savings can be achieved.
Weather Data
Equipment
Savings Summary
Savings Details
Site Input
HOME
Instructions for this page: On this page, the user needs to input chiller equipment data. For most accurate results, we recommend field collecting data using a properly calibrated digital AMP/VOLT meter. For additional suggestions on specific data collection items, move your mouse pointer to column heading comments. These comment areas will be marked with a small RED triangle in cell.

## SiteSavingsSummary
Site Profile | Site Carbon Footprint Reductions
Number of Systems | Annual Carbon Reductions LBS | 0
Total Tonnage
Average Tonnage | Carbon Comparisons
Operational AMPERAGE at Average Loading | Deferred Vehicle Miles | 0
Operational KW at Average Loading | Deferred Commercial Airplane Miles | 0
Average Equipment Age | Deferred City Bus Miles | 0
Average Chiller Loading | Annual TREE absorption Equivalent | 0
Site Current Annual Operational Costs | Site Annual Economizer Operational Reductions
KWH Usage | KWH Usage Reduction | 0
Operating Costs $ | KWH Usage Reduction %
| Operating Costs Reduction $ | 0
About this page
You will find two sections to this output page. The top section, provides your process calculations and the bottom section provides Economizer savings information.
SystemSyzer
Help Center
Weather Data
Equipment
Savings Summary
Savings Details
Site Input
HOME
Instructions for this page: This output page provides SUMMARY energy savings and carbon footprint projection data for the subject site based on dat input of the preceding input pages.

## SiteSavingsDetails
Chiller ID | Make | Model | Serial | Equipment / Installation Costs | Annual KWH Savings | Annual Energy Savings (USD) | Annual CO reductions (LBS) | ROI (%) | ROI (Years)
1 |  |  |  |  | 0 | 0 | 0
2 |  |  |  |  | 0 | 0 | 0
3 |  |  |  |  | 0 | 0 | 0
4 |  |  |  |  | 0 | 0 | 0
5 |  |  |  |  | 0 | 0 | 0
6 |  |  |  |  | 0 | 0 | 0
7 |  |  |  |  | 0 | 0 | 0
8 |  |  |  |  | 0 | 0 | 0
9 |  |  |  |  | 0 | 0 | 0
10 |  |  |  |  | 0 | 0 | 0
Totals > |  |  |  | 0 | 0 | 0 | 0
Note on F9: This area is provided to enter your equipment and labor costs to retrofit Economizer Technology onto an existing chiller. If you are proposing a change out and upgrading to a new chiller with integrated Economizer Technology, simply input the additional Economizer option costs that will be itemized on your Quote Wizard proposal.
Weather Data
Equipment
Savings Summary
Savings Details
Site Input
HOME
Instructions for this page: This output page provides DETAIL energy savings and carbon footprint projection for subject equipment. In the table below, we have provided a WHITE fields to input Economizer System equipment and installation costs. When this information is entered Investment (APR) and ROI (Years) will automatically be populated.

## ChillerID#1 (hidden)
Chiller ID#1 Information
Unit Make | 0 |  |  | Line item Tonnage | 0 | (NRR) | Savings With Econo |  | Cost without Econo
Unit Model | 0 |  |  | Electrical Utility Rate | 0.1 | per KWH | Annual KWH savings | 0 | Annual KWH | 0
Unit Serial | 0 |  |  | Chiller design leaving | 0 | degrees F | Annual Dollar savings | 0 | Annual Dollar costs | 0
Tonnage | 0
Loading | 0% | [5 empty] | Carbon Value | 0 | Carbon Reductions LBS | 0
KW Rating | 0 | [7 empty] | Normal Carbon LBS | 0
Total Cooling Hours Required | [8 empty] | Carbon Reductions % | #DIV/0!
|  | Cooling Day Start Time |  | 0 | 0 | 0 | 0 | 0 | 0 | 0 | 0 | 0 | 0 | 0 | 0
|  | Cooling Day End Time |  | 0 | 0 | 0 | 0 | 0 | 0 | 0 | 0 | 0 | 0 | 0 | 0
|  | Cooling Days per Week |  | 0 | 0 | 0 | 0 | 0 | 0 | 0 | 0 | 0 | 0 | 0 | 0
Cooling Hour Schedule
|  |  |  | Jan | Feb | Mar | Apr | May | Jun | Jul | Aug | Sep | Oct | Nov | Dec
| Hour | 100 | 0 | 0 | 0 | 0 | 0 | 0 | 0 | 0 | 0 | 0 | 0 | 0 | 0
|  | 200 | 0 | 0 | 0 | 0 | 0 | 0 | 0 | 0 | 0 | 0 | 0 | 0 | 0
|  | 300 | 0 | 0 | 0 | 0 | 0 | 0 | 0 | 0 | 0 | 0 | 0 | 0 | 0
|  | 400 | 0 | 0 | 0 | 0 | 0 | 0 | 0 | 0 | 0 | 0 | 0 | 0 | 0
|  | 500 | 0 | 0 | 0 | 0 | 0 | 0 | 0 | 0 | 0 | 0 | 0 | 0 | 0
|  | 600 | 0 | 0 | 0 | 0 | 0 | 0 | 0 | 0 | 0 | 0 | 0 | 0 | 0
|  | 700 | 0 | 0 | 0 | 0 | 0 | 0 | 0 | 0 | 0 | 0 | 0 | 0 | 0
|  | 800 | 0 | 0 | 0 | 0 | 0 | 0 | 0 | 0 | 0 | 0 | 0 | 0 | 0
|  | 900 | 0 | 0 | 0 | 0 | 0 | 0 | 0 | 0 | 0 | 0 | 0 | 0 | 0
|  | 1000 | 0 | 0 | 0 | 0 | 0 | 0 | 0 | 0 | 0 | 0 | 0 | 0 | 0
|  | 1100 | 0 | 0 | 0 | 0 | 0 | 0 | 0 | 0 | 0 | 0 | 0 | 0 | 0
|  | 1200 | 0 | 0 | 0 | 0 | 0 | 0 | 0 | 0 | 0 | 0 | 0 | 0 | 0
|  | 1300 | 0 | 0 | 0 | 0 | 0 | 0 | 0 | 0 | 0 | 0 | 0 | 0 | 0
|  | 1400 | 0 | 0 | 0 | 0 | 0 | 0 | 0 | 0 | 0 | 0 | 0 | 0 | 0
|  | 1500 | 0 | 0 | 0 | 0 | 0 | 0 | 0 | 0 | 0 | 0 | 0 | 0 | 0
|  | 1600 | 0 | 0 | 0 | 0 | 0 | 0 | 0 | 0 | 0 | 0 | 0 | 0 | 0
|  | 1700 | 0 | 0 | 0 | 0 | 0 | 0 | 0 | 0 | 0 | 0 | 0 | 0 | 0
|  | 1800 | 0 | 0 | 0 | 0 | 0 | 0 | 0 | 0 | 0 | 0 | 0 | 0 | 0
|  | 1900 | 0 | 0 | 0 | 0 | 0 | 0 | 0 | 0 | 0 | 0 | 0 | 0 | 0
|  | 2000 | 0 | 0 | 0 | 0 | 0 | 0 | 0 | 0 | 0 | 0 | 0 | 0 | 0
|  | 2100 | 0 | 0 | 0 | 0 | 0 | 0 | 0 | 0 | 0 | 0 | 0 | 0 | 0
|  | 2200 | 0 | 0 | 0 | 0 | 0 | 0 | 0 | 0 | 0 | 0 | 0 | 0 | 0
|  | 2300 | 0 | 0 | 0 | 0 | 0 | 0 | 0 | 0 | 0 | 0 | 0 | 0 | 0
|  | 2400 | 0 | 0 | 0 | 0 | 0 | 0 | 0 | 0 | 0 | 0 | 0 | 0 | 0
|  | Total Cooling Hours Required Per Day | 0 | 0 | 0 | 0 | 0 | 0 | 0 | 0 | 0 | 0 | 0 | 0 | 0
|  | Cooling Days Per Month | 0 | 0 | 0 | 0 | 0 | 0 | 0 | 0 | 0 | 0 | 0 | 0 | 0
|  | Total Cooling Hours Required | 0 | 0 | 0 | 0 | 0 | 0 | 0 | 0 | 0 | 0 | 0 | 0 | 0 | 0
|  | Climate Selection | 3 Midwest/Ohio Valley | May: Midwest/Ohio Valley; Aug: 3
Month
|  |  |  | Jan | Feb | Mar | Apr | May | Jun | Jul | Aug | Sep | Oct | Nov | Dec
|  | Climate Values | AVG High | 0 | 0 | 0 | 0 | 0 | 0 | 0 | 0 | 0 | 0 | 0 | 0
|  |  | Target | 0 | 0 | 0 | 0 | 0 | 0 | 0 | 0 | 0 | 0 | 0 | 0
|  |  | AVG Low | 0 | 0 | 0 | 0 | 0 | 0 | 0 | 0 | 0 | 0 | 0 | 0
|  |  | Sunrise | 700 | 700 | 600 | 500 | 400 | 400 | 400 | 500 | 500 | 600 | 700 | 700
|  |  | Sunset | 1800 | 1800 | 1900 | 1900 | 2000 | 2000 | 2000 | 2000 | 1900 | 1800 | 1700 | 1700
|  |  | Time of Max Temp | 1500 | 1500 | 1600 | 1600 | 1700 | 1700 | 1700 | 1700 | 1600 | 1500 | 1400 | 1400
Average Houly Temperature
|  | Hour | 100 | 0 | 0 | 0 | 0 | 0 | 0 | 0 | 0 | 0 | 0 | 0 | 0
|  |  | 200 | 0 | 0 | 0 | 0 | 0 | 0 | 0 | 0 | 0 | 0 | 0 | 0
|  |  | 300 | 0 | 0 | 0 | 0 | 0 | 0 | 0 | 0 | 0 | 0 | 0 | 0
|  |  | 400 | 0 | 0 | 0 | 0 | 0 | 0 | 0 | 0 | 0 | 0 | 0 | 0
|  |  | 500 | 0 | 0 | 0 | 0 | 0 | 0 | 0 | 0 | 0 | 0 | 0 | 0
|  |  | 600 | 0 | 0 | 0 | 0 | 0 | 0 | 0 | 0 | 0 | 0 | 0 | 0
|  |  | 700 | 0 | 0 | 0 | 0 | 0 | 0 | 0 | 0 | 0 | 0 | 0 | 0
|  |  | 800 | 0 | 0 | 0 | 0 | 0 | 0 | 0 | 0 | 0 | 0 | 0 | 0
|  |  | 900 | 0 | 0 | 0 | 0 | 0 | 0 | 0 | 0 | 0 | 0 | 0 | 0
|  |  | 1000 | 0 | 0 | 0 | 0 | 0 | 0 | 0 | 0 | 0 | 0 | 0 | 0
|  |  | 1100 | 0 | 0 | 0 | 0 | 0 | 0 | 0 | 0 | 0 | 0 | 0 | 0
|  |  | 1200 | 0 | 0 | 0 | 0 | 0 | 0 | 0 | 0 | 0 | 0 | 0 | 0
|  |  | 1300 | 0 | 0 | 0 | 0 | 0 | 0 | 0 | 0 | 0 | 0 | 0 | 0
|  |  | 1400 | 0 | 0 | 0 | 0 | 0 | 0 | 0 | 0 | 0 | 0 | 0 | 0
|  |  | 1500 | 0 | 0 | 0 | 0 | 0 | 0 | 0 | 0 | 0 | 0 | 0 | 0
|  |  | 1600 | 0 | 0 | 0 | 0 | 0 | 0 | 0 | 0 | 0 | 0 | 0 | 0
|  |  | 1700 | 0 | 0 | 0 | 0 | 0 | 0 | 0 | 0 | 0 | 0 | 0 | 0
|  |  | 1800 | 0 | 0 | 0 | 0 | 0 | 0 | 0 | 0 | 0 | 0 | 0 | 0
|  |  | 1900 | 0 | 0 | 0 | 0 | 0 | 0 | 0 | 0 | 0 | 0 | 0 | 0
|  |  | 2000 | 0 | 0 | 0 | 0 | 0 | 0 | 0 | 0 | 0 | 0 | 0 | 0
|  |  | 2100 | 0 | 0 | 0 | 0 | 0 | 0 | 0 | 0 | 0 | 0 | 0 | 0
|  |  | 2200 | 0 | 0 | 0 | 0 | 0 | 0 | 0 | 0 | 0 | 0 | 0 | 0
|  |  | 2300 | 0 | 0 | 0 | 0 | 0 | 0 | 0 | 0 | 0 | 0 | 0 | 0
|  |  | 2400 | 0 | 0 | 0 | 0 | 0 | 0 | 0 | 0 | 0 | 0 | 0 | 0
Compressor Savings |  |  |  | Month Apr: Economizer Deployment
Outside Temp | Saving % |  |  | Month Jan: Savings From Economizer; Month Apr: % of cooling load
0 | 100% |  |  | Month Apr: handled by Economizer
-86 | 100%
-36 | 100% |  |  | Month Jan: Month
-34 | 100% |  | Hour | Jan | Feb | Mar | Apr | May | Jun | Jul | Aug | Sep | Oct | Nov | Dec | Total
-32 | 100% |  | 100 | 0% | 0% | 0% | 0% | 0% | 0% | 0% | 0% | 0% | 0% | 0% | 0%
-30 | 100% |  | 200 | 0% | 0% | 0% | 0% | 0% | 0% | 0% | 0% | 0% | 0% | 0% | 0%
-28 | 100% |  | 300 | 0% | 0% | 0% | 0% | 0% | 0% | 0% | 0% | 0% | 0% | 0% | 0%
-26 | 95% |  | 400 | 0% | 0% | 0% | 0% | 0% | 0% | 0% | 0% | 0% | 0% | 0% | 0%
-24 | 85% |  | 500 | 0% | 0% | 0% | 0% | 0% | 0% | 0% | 0% | 0% | 0% | 0% | 0%
-22 | 65% |  | 600 | 0% | 0% | 0% | 0% | 0% | 0% | 0% | 0% | 0% | 0% | 0% | 0%
-20 | 59% |  | 700 | 0% | 0% | 0% | 0% | 0% | 0% | 0% | 0% | 0% | 0% | 0% | 0%
-18 | 48% |  | 800 | 0% | 0% | 0% | 0% | 0% | 0% | 0% | 0% | 0% | 0% | 0% | 0%
-16 | 45% |  | 900 | 0% | 0% | 0% | 0% | 0% | 0% | 0% | 0% | 0% | 0% | 0% | 0%
-14 | 40% |  | 1000 | 0% | 0% | 0% | 0% | 0% | 0% | 0% | 0% | 0% | 0% | 0% | 0%
-12 | 35% |  | 1100 | 0% | 0% | 0% | 0% | 0% | 0% | 0% | 0% | 0% | 0% | 0% | 0%
-10 | 30% |  | 1200 | 0% | 0% | 0% | 0% | 0% | 0% | 0% | 0% | 0% | 0% | 0% | 0%
-8 | 25% |  | 1300 | 0% | 0% | 0% | 0% | 0% | 0% | 0% | 0% | 0% | 0% | 0% | 0%
-6 | 20% |  | 1400 | 0% | 0% | 0% | 0% | 0% | 0% | 0% | 0% | 0% | 0% | 0% | 0%
-4 | 15% |  | 1500 | 0% | 0% | 0% | 0% | 0% | 0% | 0% | 0% | 0% | 0% | 0% | 0%
-2 | 10% |  | 1600 | 0% | 0% | 0% | 0% | 0% | 0% | 0% | 0% | 0% | 0% | 0% | 0%
0 | 0% |  | 1700 | 0% | 0% | 0% | 0% | 0% | 0% | 0% | 0% | 0% | 0% | 0% | 0%
|  |  | 1800 | 0% | 0% | 0% | 0% | 0% | 0% | 0% | 0% | 0% | 0% | 0% | 0%
|  |  | 1900 | 0% | 0% | 0% | 0% | 0% | 0% | 0% | 0% | 0% | 0% | 0% | 0%
|  |  | 2000 | 0% | 0% | 0% | 0% | 0% | 0% | 0% | 0% | 0% | 0% | 0% | 0%
|  |  | 2100 | 0% | 0% | 0% | 0% | 0% | 0% | 0% | 0% | 0% | 0% | 0% | 0%
|  |  | 2200 | 0% | 0% | 0% | 0% | 0% | 0% | 0% | 0% | 0% | 0% | 0% | 0%
|  |  | 2300 | 0% | 0% | 0% | 0% | 0% | 0% | 0% | 0% | 0% | 0% | 0% | 0%
|  |  | 2400 | 0% | 0% | 0% | 0% | 0% | 0% | 0% | 0% | 0% | 0% | 0% | 0%
|  |  | Chiller Hours Saved per Day | 0 | 0 | 0 | 0 | 0 | 0 | 0 | 0 | 0 | 0 | 0 | 0
|  |  | Cooling Days Per Month | 0 | 0 | 0 | 0 | 0 | 0 | 0 | 0 | 0 | 0 | 0 | 0
|  |  | Total Chiller Hours Saved | 0 | 0 | 0 | 0 | 0 | 0 | 0 | 0 | 0 | 0 | 0 | 0 | 0
|  |  | Chiller Electricity Savings | 0 | 0 | 0 | 0 | 0 | 0 | 0 | 0 | 0 | 0 | 0 | 0 | 0
Estimate of hourly average temperatures assumes low temperature is at sunrise and high is 3 hours before sunset.

## ChillerID#2 (hidden)
Chiller ID#1 Information
Unit Make | 0 |  |  | Line item Tonnage | 0 | (NRR) | Savings With Econo |  | Cost without Econo
Unit Model | 0 |  |  | Electrical Utility Rate | 0.1 | per KWH | Annual KWH savings | 0 | Annual KWH | 0
Unit Serial | 0 |  |  | Chiller design leaving | 0 | degrees F | Annual Dollar savings | 0 | Annual Dollar costs | 0
Tonnage | 0
Loading | 0% | [5 empty] | Carbon Value | 0 | Carbon Reductions LBS | 0
KW Rating | 0 | [7 empty] | Normal Carbon LBS | 0
Total Cooling Hours Required | [8 empty] | Carbon Reductions % | #DIV/0!
|  | Cooling Day Start Time |  | 0 | 0 | 0 | 0 | 0 | 0 | 0 | 0 | 0 | 0 | 0 | 0
|  | Cooling Day End Time |  | 0 | 0 | 0 | 0 | 0 | 0 | 0 | 0 | 0 | 0 | 0 | 0
|  | Cooling Days per Week |  | 0 | 0 | 0 | 0 | 0 | 0 | 0 | 0 | 0 | 0 | 0 | 0
Cooling Hour Schedule
|  |  |  | Jan | Feb | Mar | Apr | May | Jun | Jul | Aug | Sep | Oct | Nov | Dec
| Hour | 100 | 0 | 0 | 0 | 0 | 0 | 0 | 0 | 0 | 0 | 0 | 0 | 0 | 0
|  | 200 | 0 | 0 | 0 | 0 | 0 | 0 | 0 | 0 | 0 | 0 | 0 | 0 | 0
|  | 300 | 0 | 0 | 0 | 0 | 0 | 0 | 0 | 0 | 0 | 0 | 0 | 0 | 0
|  | 400 | 0 | 0 | 0 | 0 | 0 | 0 | 0 | 0 | 0 | 0 | 0 | 0 | 0
|  | 500 | 0 | 0 | 0 | 0 | 0 | 0 | 0 | 0 | 0 | 0 | 0 | 0 | 0
|  | 600 | 0 | 0 | 0 | 0 | 0 | 0 | 0 | 0 | 0 | 0 | 0 | 0 | 0
|  | 700 | 0 | 0 | 0 | 0 | 0 | 0 | 0 | 0 | 0 | 0 | 0 | 0 | 0
|  | 800 | 0 | 0 | 0 | 0 | 0 | 0 | 0 | 0 | 0 | 0 | 0 | 0 | 0
|  | 900 | 0 | 0 | 0 | 0 | 0 | 0 | 0 | 0 | 0 | 0 | 0 | 0 | 0
|  | 1000 | 0 | 0 | 0 | 0 | 0 | 0 | 0 | 0 | 0 | 0 | 0 | 0 | 0
|  | 1100 | 0 | 0 | 0 | 0 | 0 | 0 | 0 | 0 | 0 | 0 | 0 | 0 | 0
|  | 1200 | 0 | 0 | 0 | 0 | 0 | 0 | 0 | 0 | 0 | 0 | 0 | 0 | 0
|  | 1300 | 0 | 0 | 0 | 0 | 0 | 0 | 0 | 0 | 0 | 0 | 0 | 0 | 0
|  | 1400 | 0 | 0 | 0 | 0 | 0 | 0 | 0 | 0 | 0 | 0 | 0 | 0 | 0
|  | 1500 | 0 | 0 | 0 | 0 | 0 | 0 | 0 | 0 | 0 | 0 | 0 | 0 | 0
|  | 1600 | 0 | 0 | 0 | 0 | 0 | 0 | 0 | 0 | 0 | 0 | 0 | 0 | 0
|  | 1700 | 0 | 0 | 0 | 0 | 0 | 0 | 0 | 0 | 0 | 0 | 0 | 0 | 0
|  | 1800 | 0 | 0 | 0 | 0 | 0 | 0 | 0 | 0 | 0 | 0 | 0 | 0 | 0
|  | 1900 | 0 | 0 | 0 | 0 | 0 | 0 | 0 | 0 | 0 | 0 | 0 | 0 | 0
|  | 2000 | 0 | 0 | 0 | 0 | 0 | 0 | 0 | 0 | 0 | 0 | 0 | 0 | 0
|  | 2100 | 0 | 0 | 0 | 0 | 0 | 0 | 0 | 0 | 0 | 0 | 0 | 0 | 0
|  | 2200 | 0 | 0 | 0 | 0 | 0 | 0 | 0 | 0 | 0 | 0 | 0 | 0 | 0
|  | 2300 | 0 | 0 | 0 | 0 | 0 | 0 | 0 | 0 | 0 | 0 | 0 | 0 | 0
|  | 2400 | 0 | 0 | 0 | 0 | 0 | 0 | 0 | 0 | 0 | 0 | 0 | 0 | 0
|  | Total Cooling Hours Required Per Day | 0 | 0 | 0 | 0 | 0 | 0 | 0 | 0 | 0 | 0 | 0 | 0 | 0
|  | Cooling Days Per Month | 0 | 0 | 0 | 0 | 0 | 0 | 0 | 0 | 0 | 0 | 0 | 0 | 0
|  | Total Cooling Hours Required | 0 | 0 | 0 | 0 | 0 | 0 | 0 | 0 | 0 | 0 | 0 | 0 | 0 | 0
|  | Climate Selection | 3 Midwest/Ohio Valley | May: Midwest/Ohio Valley; Aug: 3
Month
|  |  |  | Jan | Feb | Mar | Apr | May | Jun | Jul | Aug | Sep | Oct | Nov | Dec
|  | Climate Values | AVG High | 0 | 0 | 0 | 0 | 0 | 0 | 0 | 0 | 0 | 0 | 0 | 0
|  |  | Target | 0 | 0 | 0 | 0 | 0 | 0 | 0 | 0 | 0 | 0 | 0 | 0
|  |  | AVG Low | 0 | 0 | 0 | 0 | 0 | 0 | 0 | 0 | 0 | 0 | 0 | 0
|  |  | Sunrise | 700 | 700 | 600 | 500 | 400 | 400 | 400 | 500 | 500 | 600 | 700 | 700
|  |  | Sunset | 1800 | 1800 | 1900 | 1900 | 2000 | 2000 | 2000 | 2000 | 1900 | 1800 | 1700 | 1700
|  |  | Time of Max Temp | 1500 | 1500 | 1600 | 1600 | 1700 | 1700 | 1700 | 1700 | 1600 | 1500 | 1400 | 1400
Average Houly Temperature
|  | Hour | 100 | 0 | 0 | 0 | 0 | 0 | 0 | 0 | 0 | 0 | 0 | 0 | 0
|  |  | 200 | 0 | 0 | 0 | 0 | 0 | 0 | 0 | 0 | 0 | 0 | 0 | 0
|  |  | 300 | 0 | 0 | 0 | 0 | 0 | 0 | 0 | 0 | 0 | 0 | 0 | 0
|  |  | 400 | 0 | 0 | 0 | 0 | 0 | 0 | 0 | 0 | 0 | 0 | 0 | 0
|  |  | 500 | 0 | 0 | 0 | 0 | 0 | 0 | 0 | 0 | 0 | 0 | 0 | 0
|  |  | 600 | 0 | 0 | 0 | 0 | 0 | 0 | 0 | 0 | 0 | 0 | 0 | 0
|  |  | 700 | 0 | 0 | 0 | 0 | 0 | 0 | 0 | 0 | 0 | 0 | 0 | 0
|  |  | 800 | 0 | 0 | 0 | 0 | 0 | 0 | 0 | 0 | 0 | 0 | 0 | 0
|  |  | 900 | 0 | 0 | 0 | 0 | 0 | 0 | 0 | 0 | 0 | 0 | 0 | 0
|  |  | 1000 | 0 | 0 | 0 | 0 | 0 | 0 | 0 | 0 | 0 | 0 | 0 | 0
|  |  | 1100 | 0 | 0 | 0 | 0 | 0 | 0 | 0 | 0 | 0 | 0 | 0 | 0
|  |  | 1200 | 0 | 0 | 0 | 0 | 0 | 0 | 0 | 0 | 0 | 0 | 0 | 0
|  |  | 1300 | 0 | 0 | 0 | 0 | 0 | 0 | 0 | 0 | 0 | 0 | 0 | 0
|  |  | 1400 | 0 | 0 | 0 | 0 | 0 | 0 | 0 | 0 | 0 | 0 | 0 | 0
|  |  | 1500 | 0 | 0 | 0 | 0 | 0 | 0 | 0 | 0 | 0 | 0 | 0 | 0
|  |  | 1600 | 0 | 0 | 0 | 0 | 0 | 0 | 0 | 0 | 0 | 0 | 0 | 0
|  |  | 1700 | 0 | 0 | 0 | 0 | 0 | 0 | 0 | 0 | 0 | 0 | 0 | 0
|  |  | 1800 | 0 | 0 | 0 | 0 | 0 | 0 | 0 | 0 | 0 | 0 | 0 | 0
|  |  | 1900 | 0 | 0 | 0 | 0 | 0 | 0 | 0 | 0 | 0 | 0 | 0 | 0
|  |  | 2000 | 0 | 0 | 0 | 0 | 0 | 0 | 0 | 0 | 0 | 0 | 0 | 0
|  |  | 2100 | 0 | 0 | 0 | 0 | 0 | 0 | 0 | 0 | 0 | 0 | 0 | 0
|  |  | 2200 | 0 | 0 | 0 | 0 | 0 | 0 | 0 | 0 | 0 | 0 | 0 | 0
|  |  | 2300 | 0 | 0 | 0 | 0 | 0 | 0 | 0 | 0 | 0 | 0 | 0 | 0
|  |  | 2400 | 0 | 0 | 0 | 0 | 0 | 0 | 0 | 0 | 0 | 0 | 0 | 0
Compressor Savings |  |  |  | Month Apr: Economizer Deployment
Outside Temp | Saving % |  |  | Month Jan: Savings From Economizer; Month Apr: % of cooling load
0 | 100% |  |  | Month Apr: handled by Economizer
-86 | 100%
-36 | 100% |  |  | Month Jan: Month
-34 | 100% |  | Hour | Jan | Feb | Mar | Apr | May | Jun | Jul | Aug | Sep | Oct | Nov | Dec | Total
-32 | 100% |  | 100 | 0% | 0% | 0% | 0% | 0% | 0% | 0% | 0% | 0% | 0% | 0% | 0%
-30 | 100% |  | 200 | 0% | 0% | 0% | 0% | 0% | 0% | 0% | 0% | 0% | 0% | 0% | 0%
-28 | 100% |  | 300 | 0% | 0% | 0% | 0% | 0% | 0% | 0% | 0% | 0% | 0% | 0% | 0%
-26 | 95% |  | 400 | 0% | 0% | 0% | 0% | 0% | 0% | 0% | 0% | 0% | 0% | 0% | 0%
-24 | 85% |  | 500 | 0% | 0% | 0% | 0% | 0% | 0% | 0% | 0% | 0% | 0% | 0% | 0%
-22 | 65% |  | 600 | 0% | 0% | 0% | 0% | 0% | 0% | 0% | 0% | 0% | 0% | 0% | 0%
-20 | 59% |  | 700 | 0% | 0% | 0% | 0% | 0% | 0% | 0% | 0% | 0% | 0% | 0% | 0%
-18 | 48% |  | 800 | 0% | 0% | 0% | 0% | 0% | 0% | 0% | 0% | 0% | 0% | 0% | 0%
-16 | 45% |  | 900 | 0% | 0% | 0% | 0% | 0% | 0% | 0% | 0% | 0% | 0% | 0% | 0%
-14 | 40% |  | 1000 | 0% | 0% | 0% | 0% | 0% | 0% | 0% | 0% | 0% | 0% | 0% | 0%
-12 | 35% |  | 1100 | 0% | 0% | 0% | 0% | 0% | 0% | 0% | 0% | 0% | 0% | 0% | 0%
-10 | 30% |  | 1200 | 0% | 0% | 0% | 0% | 0% | 0% | 0% | 0% | 0% | 0% | 0% | 0%
-8 | 25% |  | 1300 | 0% | 0% | 0% | 0% | 0% | 0% | 0% | 0% | 0% | 0% | 0% | 0%
-6 | 20% |  | 1400 | 0% | 0% | 0% | 0% | 0% | 0% | 0% | 0% | 0% | 0% | 0% | 0%
-4 | 15% |  | 1500 | 0% | 0% | 0% | 0% | 0% | 0% | 0% | 0% | 0% | 0% | 0% | 0%
-2 | 10% |  | 1600 | 0% | 0% | 0% | 0% | 0% | 0% | 0% | 0% | 0% | 0% | 0% | 0%
0 | 0% |  | 1700 | 0% | 0% | 0% | 0% | 0% | 0% | 0% | 0% | 0% | 0% | 0% | 0%
|  |  | 1800 | 0% | 0% | 0% | 0% | 0% | 0% | 0% | 0% | 0% | 0% | 0% | 0%
|  |  | 1900 | 0% | 0% | 0% | 0% | 0% | 0% | 0% | 0% | 0% | 0% | 0% | 0%
|  |  | 2000 | 0% | 0% | 0% | 0% | 0% | 0% | 0% | 0% | 0% | 0% | 0% | 0%
|  |  | 2100 | 0% | 0% | 0% | 0% | 0% | 0% | 0% | 0% | 0% | 0% | 0% | 0%
|  |  | 2200 | 0% | 0% | 0% | 0% | 0% | 0% | 0% | 0% | 0% | 0% | 0% | 0%
|  |  | 2300 | 0% | 0% | 0% | 0% | 0% | 0% | 0% | 0% | 0% | 0% | 0% | 0%
|  |  | 2400 | 0% | 0% | 0% | 0% | 0% | 0% | 0% | 0% | 0% | 0% | 0% | 0%
|  |  | Chiller Hours Saved per Day | 0 | 0 | 0 | 0 | 0 | 0 | 0 | 0 | 0 | 0 | 0 | 0
|  |  | Cooling Days Per Month | 0 | 0 | 0 | 0 | 0 | 0 | 0 | 0 | 0 | 0 | 0 | 0
|  |  | Total Chiller Hours Saved | 0 | 0 | 0 | 0 | 0 | 0 | 0 | 0 | 0 | 0 | 0 | 0 | 0
|  |  | Chiller Electricity Savings | 0 | 0 | 0 | 0 | 0 | 0 | 0 | 0 | 0 | 0 | 0 | 0 | 0
Estimate of hourly average temperatures assumes low temperature is at sunrise and high is 3 hours before sunset.
Estimate of hourly average temperatures assumes low temperature is at sunrise and high is 3 hours before sunset.

## ChillerID#3 (hidden)
Chiller ID#1 Information
Unit Make | 0 |  |  | Line item Tonnage | 0 | (NRR) | Savings With Econo |  | Cost without Econo
Unit Model | 0 |  |  | Electrical Utility Rate | 0.1 | per KWH | Annual KWH savings | 0 | Annual KWH | 0
Unit Serial | 0 |  |  | Chiller design leaving | 0 | degrees F | Annual Dollar savings | 0 | Annual Dollar costs | 0
Tonnage | 0
Loading | 0% | [5 empty] | Carbon Value | 0 | Carbon Reductions LBS | 0
KW Rating | 0 | [7 empty] | Normal Carbon LBS | 0
Total Cooling Hours Required | [8 empty] | Carbon Reductions % | #DIV/0!
|  | Cooling Day Start Time |  | 0 | 0 | 0 | 0 | 0 | 0 | 0 | 0 | 0 | 0 | 0 | 0
|  | Cooling Day End Time |  | 0 | 0 | 0 | 0 | 0 | 0 | 0 | 0 | 0 | 0 | 0 | 0
|  | Cooling Days per Week |  | 0 | 0 | 0 | 0 | 0 | 0 | 0 | 0 | 0 | 0 | 0 | 0
Cooling Hour Schedule
|  |  |  | Jan | Feb | Mar | Apr | May | Jun | Jul | Aug | Sep | Oct | Nov | Dec
| Hour | 100 | 0 | 0 | 0 | 0 | 0 | 0 | 0 | 0 | 0 | 0 | 0 | 0 | 0
|  | 200 | 0 | 0 | 0 | 0 | 0 | 0 | 0 | 0 | 0 | 0 | 0 | 0 | 0
|  | 300 | 0 | 0 | 0 | 0 | 0 | 0 | 0 | 0 | 0 | 0 | 0 | 0 | 0
|  | 400 | 0 | 0 | 0 | 0 | 0 | 0 | 0 | 0 | 0 | 0 | 0 | 0 | 0
|  | 500 | 0 | 0 | 0 | 0 | 0 | 0 | 0 | 0 | 0 | 0 | 0 | 0 | 0
|  | 600 | 0 | 0 | 0 | 0 | 0 | 0 | 0 | 0 | 0 | 0 | 0 | 0 | 0
|  | 700 | 0 | 0 | 0 | 0 | 0 | 0 | 0 | 0 | 0 | 0 | 0 | 0 | 0
|  | 800 | 0 | 0 | 0 | 0 | 0 | 0 | 0 | 0 | 0 | 0 | 0 | 0 | 0
|  | 900 | 0 | 0 | 0 | 0 | 0 | 0 | 0 | 0 | 0 | 0 | 0 | 0 | 0
|  | 1000 | 0 | 0 | 0 | 0 | 0 | 0 | 0 | 0 | 0 | 0 | 0 | 0 | 0
|  | 1100 | 0 | 0 | 0 | 0 | 0 | 0 | 0 | 0 | 0 | 0 | 0 | 0 | 0
|  | 1200 | 0 | 0 | 0 | 0 | 0 | 0 | 0 | 0 | 0 | 0 | 0 | 0 | 0
|  | 1300 | 0 | 0 | 0 | 0 | 0 | 0 | 0 | 0 | 0 | 0 | 0 | 0 | 0
|  | 1400 | 0 | 0 | 0 | 0 | 0 | 0 | 0 | 0 | 0 | 0 | 0 | 0 | 0
|  | 1500 | 0 | 0 | 0 | 0 | 0 | 0 | 0 | 0 | 0 | 0 | 0 | 0 | 0
|  | 1600 | 0 | 0 | 0 | 0 | 0 | 0 | 0 | 0 | 0 | 0 | 0 | 0 | 0
|  | 1700 | 0 | 0 | 0 | 0 | 0 | 0 | 0 | 0 | 0 | 0 | 0 | 0 | 0
|  | 1800 | 0 | 0 | 0 | 0 | 0 | 0 | 0 | 0 | 0 | 0 | 0 | 0 | 0
|  | 1900 | 0 | 0 | 0 | 0 | 0 | 0 | 0 | 0 | 0 | 0 | 0 | 0 | 0
|  | 2000 | 0 | 0 | 0 | 0 | 0 | 0 | 0 | 0 | 0 | 0 | 0 | 0 | 0
|  | 2100 | 0 | 0 | 0 | 0 | 0 | 0 | 0 | 0 | 0 | 0 | 0 | 0 | 0
|  | 2200 | 0 | 0 | 0 | 0 | 0 | 0 | 0 | 0 | 0 | 0 | 0 | 0 | 0
|  | 2300 | 0 | 0 | 0 | 0 | 0 | 0 | 0 | 0 | 0 | 0 | 0 | 0 | 0
|  | 2400 | 0 | 0 | 0 | 0 | 0 | 0 | 0 | 0 | 0 | 0 | 0 | 0 | 0
|  | Total Cooling Hours Required Per Day | 0 | 0 | 0 | 0 | 0 | 0 | 0 | 0 | 0 | 0 | 0 | 0 | 0
|  | Cooling Days Per Month | 0 | 0 | 0 | 0 | 0 | 0 | 0 | 0 | 0 | 0 | 0 | 0 | 0
|  | Total Cooling Hours Required | 0 | 0 | 0 | 0 | 0 | 0 | 0 | 0 | 0 | 0 | 0 | 0 | 0 | 0
|  | Climate Selection | 3 Midwest/Ohio Valley | May: Midwest/Ohio Valley; Aug: 3
Month
|  |  |  | Jan | Feb | Mar | Apr | May | Jun | Jul | Aug | Sep | Oct | Nov | Dec
|  | Climate Values | AVG High | 0 | 0 | 0 | 0 | 0 | 0 | 0 | 0 | 0 | 0 | 0 | 0
|  |  | Target | 0 | 0 | 0 | 0 | 0 | 0 | 0 | 0 | 0 | 0 | 0 | 0
|  |  | AVG Low | 0 | 0 | 0 | 0 | 0 | 0 | 0 | 0 | 0 | 0 | 0 | 0
|  |  | Sunrise | 700 | 700 | 600 | 500 | 400 | 400 | 400 | 500 | 500 | 600 | 700 | 700
|  |  | Sunset | 1800 | 1800 | 1900 | 1900 | 2000 | 2000 | 2000 | 2000 | 1900 | 1800 | 1700 | 1700
|  |  | Time of Max Temp | 1500 | 1500 | 1600 | 1600 | 1700 | 1700 | 1700 | 1700 | 1600 | 1500 | 1400 | 1400
Average Houly Temperature
|  | Hour | 100 | 0 | 0 | 0 | 0 | 0 | 0 | 0 | 0 | 0 | 0 | 0 | 0
|  |  | 200 | 0 | 0 | 0 | 0 | 0 | 0 | 0 | 0 | 0 | 0 | 0 | 0
|  |  | 300 | 0 | 0 | 0 | 0 | 0 | 0 | 0 | 0 | 0 | 0 | 0 | 0
|  |  | 400 | 0 | 0 | 0 | 0 | 0 | 0 | 0 | 0 | 0 | 0 | 0 | 0
|  |  | 500 | 0 | 0 | 0 | 0 | 0 | 0 | 0 | 0 | 0 | 0 | 0 | 0
|  |  | 600 | 0 | 0 | 0 | 0 | 0 | 0 | 0 | 0 | 0 | 0 | 0 | 0
|  |  | 700 | 0 | 0 | 0 | 0 | 0 | 0 | 0 | 0 | 0 | 0 | 0 | 0
|  |  | 800 | 0 | 0 | 0 | 0 | 0 | 0 | 0 | 0 | 0 | 0 | 0 | 0
|  |  | 900 | 0 | 0 | 0 | 0 | 0 | 0 | 0 | 0 | 0 | 0 | 0 | 0
|  |  | 1000 | 0 | 0 | 0 | 0 | 0 | 0 | 0 | 0 | 0 | 0 | 0 | 0
|  |  | 1100 | 0 | 0 | 0 | 0 | 0 | 0 | 0 | 0 | 0 | 0 | 0 | 0
|  |  | 1200 | 0 | 0 | 0 | 0 | 0 | 0 | 0 | 0 | 0 | 0 | 0 | 0
|  |  | 1300 | 0 | 0 | 0 | 0 | 0 | 0 | 0 | 0 | 0 | 0 | 0 | 0
|  |  | 1400 | 0 | 0 | 0 | 0 | 0 | 0 | 0 | 0 | 0 | 0 | 0 | 0
|  |  | 1500 | 0 | 0 | 0 | 0 | 0 | 0 | 0 | 0 | 0 | 0 | 0 | 0
|  |  | 1600 | 0 | 0 | 0 | 0 | 0 | 0 | 0 | 0 | 0 | 0 | 0 | 0
|  |  | 1700 | 0 | 0 | 0 | 0 | 0 | 0 | 0 | 0 | 0 | 0 | 0 | 0
|  |  | 1800 | 0 | 0 | 0 | 0 | 0 | 0 | 0 | 0 | 0 | 0 | 0 | 0
|  |  | 1900 | 0 | 0 | 0 | 0 | 0 | 0 | 0 | 0 | 0 | 0 | 0 | 0
|  |  | 2000 | 0 | 0 | 0 | 0 | 0 | 0 | 0 | 0 | 0 | 0 | 0 | 0
|  |  | 2100 | 0 | 0 | 0 | 0 | 0 | 0 | 0 | 0 | 0 | 0 | 0 | 0
|  |  | 2200 | 0 | 0 | 0 | 0 | 0 | 0 | 0 | 0 | 0 | 0 | 0 | 0
|  |  | 2300 | 0 | 0 | 0 | 0 | 0 | 0 | 0 | 0 | 0 | 0 | 0 | 0
|  |  | 2400 | 0 | 0 | 0 | 0 | 0 | 0 | 0 | 0 | 0 | 0 | 0 | 0
Compressor Savings |  |  |  | Month Apr: Economizer Deployment
Outside Temp | Saving % |  |  | Month Jan: Savings From Economizer; Month Apr: % of cooling load
0 | 100% |  |  | Month Apr: handled by Economizer
-86 | 100%
-36 | 100% |  |  | Month Jan: Month
-34 | 100% |  | Hour | Jan | Feb | Mar | Apr | May | Jun | Jul | Aug | Sep | Oct | Nov | Dec | Total
-32 | 100% |  | 100 | 0% | 0% | 0% | 0% | 0% | 0% | 0% | 0% | 0% | 0% | 0% | 0%
-30 | 100% |  | 200 | 0% | 0% | 0% | 0% | 0% | 0% | 0% | 0% | 0% | 0% | 0% | 0%
-28 | 100% |  | 300 | 0% | 0% | 0% | 0% | 0% | 0% | 0% | 0% | 0% | 0% | 0% | 0%
-26 | 95% |  | 400 | 0% | 0% | 0% | 0% | 0% | 0% | 0% | 0% | 0% | 0% | 0% | 0%
-24 | 85% |  | 500 | 0% | 0% | 0% | 0% | 0% | 0% | 0% | 0% | 0% | 0% | 0% | 0%
-22 | 65% |  | 600 | 0% | 0% | 0% | 0% | 0% | 0% | 0% | 0% | 0% | 0% | 0% | 0%
-20 | 59% |  | 700 | 0% | 0% | 0% | 0% | 0% | 0% | 0% | 0% | 0% | 0% | 0% | 0%
-18 | 48% |  | 800 | 0% | 0% | 0% | 0% | 0% | 0% | 0% | 0% | 0% | 0% | 0% | 0%
-16 | 45% |  | 900 | 0% | 0% | 0% | 0% | 0% | 0% | 0% | 0% | 0% | 0% | 0% | 0%
-14 | 40% |  | 1000 | 0% | 0% | 0% | 0% | 0% | 0% | 0% | 0% | 0% | 0% | 0% | 0%
-12 | 35% |  | 1100 | 0% | 0% | 0% | 0% | 0% | 0% | 0% | 0% | 0% | 0% | 0% | 0%
-10 | 30% |  | 1200 | 0% | 0% | 0% | 0% | 0% | 0% | 0% | 0% | 0% | 0% | 0% | 0%
-8 | 25% |  | 1300 | 0% | 0% | 0% | 0% | 0% | 0% | 0% | 0% | 0% | 0% | 0% | 0%
-6 | 20% |  | 1400 | 0% | 0% | 0% | 0% | 0% | 0% | 0% | 0% | 0% | 0% | 0% | 0%
-4 | 15% |  | 1500 | 0% | 0% | 0% | 0% | 0% | 0% | 0% | 0% | 0% | 0% | 0% | 0%
-2 | 10% |  | 1600 | 0% | 0% | 0% | 0% | 0% | 0% | 0% | 0% | 0% | 0% | 0% | 0%
0 | 0% |  | 1700 | 0% | 0% | 0% | 0% | 0% | 0% | 0% | 0% | 0% | 0% | 0% | 0%
|  |  | 1800 | 0% | 0% | 0% | 0% | 0% | 0% | 0% | 0% | 0% | 0% | 0% | 0%
|  |  | 1900 | 0% | 0% | 0% | 0% | 0% | 0% | 0% | 0% | 0% | 0% | 0% | 0%
|  |  | 2000 | 0% | 0% | 0% | 0% | 0% | 0% | 0% | 0% | 0% | 0% | 0% | 0%
|  |  | 2100 | 0% | 0% | 0% | 0% | 0% | 0% | 0% | 0% | 0% | 0% | 0% | 0%
|  |  | 2200 | 0% | 0% | 0% | 0% | 0% | 0% | 0% | 0% | 0% | 0% | 0% | 0%
|  |  | 2300 | 0% | 0% | 0% | 0% | 0% | 0% | 0% | 0% | 0% | 0% | 0% | 0%
|  |  | 2400 | 0% | 0% | 0% | 0% | 0% | 0% | 0% | 0% | 0% | 0% | 0% | 0%
|  |  | Chiller Hours Saved per Day | 0 | 0 | 0 | 0 | 0 | 0 | 0 | 0 | 0 | 0 | 0 | 0
|  |  | Cooling Days Per Month | 0 | 0 | 0 | 0 | 0 | 0 | 0 | 0 | 0 | 0 | 0 | 0
|  |  | Total Chiller Hours Saved | 0 | 0 | 0 | 0 | 0 | 0 | 0 | 0 | 0 | 0 | 0 | 0 | 0
|  |  | Chiller Electricity Savings | 0 | 0 | 0 | 0 | 0 | 0 | 0 | 0 | 0 | 0 | 0 | 0 | 0
Estimate of hourly average temperatures assumes low temperature is at sunrise and high is 3 hours before sunset.

## ChillerID#4 (hidden)
Chiller ID#1 Information
Unit Make | 0 |  |  | Line item Tonnage | 0 | (NRR) | Savings With Econo |  | Cost without Econo
Unit Model | 0 |  |  | Electrical Utility Rate | 0.1 | per KWH | Annual KWH savings | 0 | Annual KWH | 0
Unit Serial | 0 |  |  | Chiller design leaving | 0 | degrees F | Annual Dollar savings | 0 | Annual Dollar costs | 0
Tonnage | 0
Loading | 0% | [5 empty] | Carbon Value | 0 | Carbon Reductions LBS | 0
KW Rating | 0 | [7 empty] | Normal Carbon LBS | 0
Total Cooling Hours Required | [8 empty] | Carbon Reductions % | #DIV/0!
|  | Cooling Day Start Time |  | 0 | 0 | 0 | 0 | 0 | 0 | 0 | 0 | 0 | 0 | 0 | 0
|  | Cooling Day End Time |  | 0 | 0 | 0 | 0 | 0 | 0 | 0 | 0 | 0 | 0 | 0 | 0
|  | Cooling Days per Week |  | 0 | 0 | 0 | 0 | 0 | 0 | 0 | 0 | 0 | 0 | 0 | 0
Cooling Hour Schedule
|  |  |  | Jan | Feb | Mar | Apr | May | Jun | Jul | Aug | Sep | Oct | Nov | Dec
| Hour | 100 | 0 | 0 | 0 | 0 | 0 | 0 | 0 | 0 | 0 | 0 | 0 | 0 | 0
|  | 200 | 0 | 0 | 0 | 0 | 0 | 0 | 0 | 0 | 0 | 0 | 0 | 0 | 0
|  | 300 | 0 | 0 | 0 | 0 | 0 | 0 | 0 | 0 | 0 | 0 | 0 | 0 | 0
|  | 400 | 0 | 0 | 0 | 0 | 0 | 0 | 0 | 0 | 0 | 0 | 0 | 0 | 0
|  | 500 | 0 | 0 | 0 | 0 | 0 | 0 | 0 | 0 | 0 | 0 | 0 | 0 | 0
|  | 600 | 0 | 0 | 0 | 0 | 0 | 0 | 0 | 0 | 0 | 0 | 0 | 0 | 0
|  | 700 | 0 | 0 | 0 | 0 | 0 | 0 | 0 | 0 | 0 | 0 | 0 | 0 | 0
|  | 800 | 0 | 0 | 0 | 0 | 0 | 0 | 0 | 0 | 0 | 0 | 0 | 0 | 0
|  | 900 | 0 | 0 | 0 | 0 | 0 | 0 | 0 | 0 | 0 | 0 | 0 | 0 | 0
|  | 1000 | 0 | 0 | 0 | 0 | 0 | 0 | 0 | 0 | 0 | 0 | 0 | 0 | 0
|  | 1100 | 0 | 0 | 0 | 0 | 0 | 0 | 0 | 0 | 0 | 0 | 0 | 0 | 0
|  | 1200 | 0 | 0 | 0 | 0 | 0 | 0 | 0 | 0 | 0 | 0 | 0 | 0 | 0
|  | 1300 | 0 | 0 | 0 | 0 | 0 | 0 | 0 | 0 | 0 | 0 | 0 | 0 | 0
|  | 1400 | 0 | 0 | 0 | 0 | 0 | 0 | 0 | 0 | 0 | 0 | 0 | 0 | 0
|  | 1500 | 0 | 0 | 0 | 0 | 0 | 0 | 0 | 0 | 0 | 0 | 0 | 0 | 0
|  | 1600 | 0 | 0 | 0 | 0 | 0 | 0 | 0 | 0 | 0 | 0 | 0 | 0 | 0
|  | 1700 | 0 | 0 | 0 | 0 | 0 | 0 | 0 | 0 | 0 | 0 | 0 | 0 | 0
|  | 1800 | 0 | 0 | 0 | 0 | 0 | 0 | 0 | 0 | 0 | 0 | 0 | 0 | 0
|  | 1900 | 0 | 0 | 0 | 0 | 0 | 0 | 0 | 0 | 0 | 0 | 0 | 0 | 0
|  | 2000 | 0 | 0 | 0 | 0 | 0 | 0 | 0 | 0 | 0 | 0 | 0 | 0 | 0
|  | 2100 | 0 | 0 | 0 | 0 | 0 | 0 | 0 | 0 | 0 | 0 | 0 | 0 | 0
|  | 2200 | 0 | 0 | 0 | 0 | 0 | 0 | 0 | 0 | 0 | 0 | 0 | 0 | 0
|  | 2300 | 0 | 0 | 0 | 0 | 0 | 0 | 0 | 0 | 0 | 0 | 0 | 0 | 0
|  | 2400 | 0 | 0 | 0 | 0 | 0 | 0 | 0 | 0 | 0 | 0 | 0 | 0 | 0
|  | Total Cooling Hours Required Per Day | 0 | 0 | 0 | 0 | 0 | 0 | 0 | 0 | 0 | 0 | 0 | 0 | 0
|  | Cooling Days Per Month | 0 | 0 | 0 | 0 | 0 | 0 | 0 | 0 | 0 | 0 | 0 | 0 | 0
|  | Total Cooling Hours Required | 0 | 0 | 0 | 0 | 0 | 0 | 0 | 0 | 0 | 0 | 0 | 0 | 0 | 0
|  | Climate Selection | 3 Midwest/Ohio Valley | May: Midwest/Ohio Valley; Aug: 3
Month
|  |  |  | Jan | Feb | Mar | Apr | May | Jun | Jul | Aug | Sep | Oct | Nov | Dec
|  | Climate Values | AVG High | 0 | 0 | 0 | 0 | 0 | 0 | 0 | 0 | 0 | 0 | 0 | 0
|  |  | Target | 0 | 0 | 0 | 0 | 0 | 0 | 0 | 0 | 0 | 0 | 0 | 0
|  |  | AVG Low | 0 | 0 | 0 | 0 | 0 | 0 | 0 | 0 | 0 | 0 | 0 | 0
|  |  | Sunrise | 700 | 700 | 600 | 500 | 400 | 400 | 400 | 500 | 500 | 600 | 700 | 700
|  |  | Sunset | 1800 | 1800 | 1900 | 1900 | 2000 | 2000 | 2000 | 2000 | 1900 | 1800 | 1700 | 1700
|  |  | Time of Max Temp | 1500 | 1500 | 1600 | 1600 | 1700 | 1700 | 1700 | 1700 | 1600 | 1500 | 1400 | 1400
Average Houly Temperature
|  | Hour | 100 | 0 | 0 | 0 | 0 | 0 | 0 | 0 | 0 | 0 | 0 | 0 | 0
|  |  | 200 | 0 | 0 | 0 | 0 | 0 | 0 | 0 | 0 | 0 | 0 | 0 | 0
|  |  | 300 | 0 | 0 | 0 | 0 | 0 | 0 | 0 | 0 | 0 | 0 | 0 | 0
|  |  | 400 | 0 | 0 | 0 | 0 | 0 | 0 | 0 | 0 | 0 | 0 | 0 | 0
|  |  | 500 | 0 | 0 | 0 | 0 | 0 | 0 | 0 | 0 | 0 | 0 | 0 | 0
|  |  | 600 | 0 | 0 | 0 | 0 | 0 | 0 | 0 | 0 | 0 | 0 | 0 | 0
|  |  | 700 | 0 | 0 | 0 | 0 | 0 | 0 | 0 | 0 | 0 | 0 | 0 | 0
|  |  | 800 | 0 | 0 | 0 | 0 | 0 | 0 | 0 | 0 | 0 | 0 | 0 | 0
|  |  | 900 | 0 | 0 | 0 | 0 | 0 | 0 | 0 | 0 | 0 | 0 | 0 | 0
|  |  | 1000 | 0 | 0 | 0 | 0 | 0 | 0 | 0 | 0 | 0 | 0 | 0 | 0
|  |  | 1100 | 0 | 0 | 0 | 0 | 0 | 0 | 0 | 0 | 0 | 0 | 0 | 0
|  |  | 1200 | 0 | 0 | 0 | 0 | 0 | 0 | 0 | 0 | 0 | 0 | 0 | 0
|  |  | 1300 | 0 | 0 | 0 | 0 | 0 | 0 | 0 | 0 | 0 | 0 | 0 | 0
|  |  | 1400 | 0 | 0 | 0 | 0 | 0 | 0 | 0 | 0 | 0 | 0 | 0 | 0
|  |  | 1500 | 0 | 0 | 0 | 0 | 0 | 0 | 0 | 0 | 0 | 0 | 0 | 0
|  |  | 1600 | 0 | 0 | 0 | 0 | 0 | 0 | 0 | 0 | 0 | 0 | 0 | 0
|  |  | 1700 | 0 | 0 | 0 | 0 | 0 | 0 | 0 | 0 | 0 | 0 | 0 | 0
|  |  | 1800 | 0 | 0 | 0 | 0 | 0 | 0 | 0 | 0 | 0 | 0 | 0 | 0
|  |  | 1900 | 0 | 0 | 0 | 0 | 0 | 0 | 0 | 0 | 0 | 0 | 0 | 0
|  |  | 2000 | 0 | 0 | 0 | 0 | 0 | 0 | 0 | 0 | 0 | 0 | 0 | 0
|  |  | 2100 | 0 | 0 | 0 | 0 | 0 | 0 | 0 | 0 | 0 | 0 | 0 | 0
|  |  | 2200 | 0 | 0 | 0 | 0 | 0 | 0 | 0 | 0 | 0 | 0 | 0 | 0
|  |  | 2300 | 0 | 0 | 0 | 0 | 0 | 0 | 0 | 0 | 0 | 0 | 0 | 0
|  |  | 2400 | 0 | 0 | 0 | 0 | 0 | 0 | 0 | 0 | 0 | 0 | 0 | 0
Compressor Savings |  |  |  | Month Apr: Economizer Deployment
Outside Temp | Saving % |  |  | Month Jan: Savings From Economizer; Month Apr: % of cooling load
0 | 100% |  |  | Month Apr: handled by Economizer
-86 | 100%
-36 | 100% |  |  | Month Jan: Month
-34 | 100% |  | Hour | Jan | Feb | Mar | Apr | May | Jun | Jul | Aug | Sep | Oct | Nov | Dec | Total
-32 | 100% |  | 100 | 0% | 0% | 0% | 0% | 0% | 0% | 0% | 0% | 0% | 0% | 0% | 0%
-30 | 100% |  | 200 | 0% | 0% | 0% | 0% | 0% | 0% | 0% | 0% | 0% | 0% | 0% | 0%
-28 | 100% |  | 300 | 0% | 0% | 0% | 0% | 0% | 0% | 0% | 0% | 0% | 0% | 0% | 0%
-26 | 95% |  | 400 | 0% | 0% | 0% | 0% | 0% | 0% | 0% | 0% | 0% | 0% | 0% | 0%
-24 | 85% |  | 500 | 0% | 0% | 0% | 0% | 0% | 0% | 0% | 0% | 0% | 0% | 0% | 0%
-22 | 65% |  | 600 | 0% | 0% | 0% | 0% | 0% | 0% | 0% | 0% | 0% | 0% | 0% | 0%
-20 | 59% |  | 700 | 0% | 0% | 0% | 0% | 0% | 0% | 0% | 0% | 0% | 0% | 0% | 0%
-18 | 48% |  | 800 | 0% | 0% | 0% | 0% | 0% | 0% | 0% | 0% | 0% | 0% | 0% | 0%
-16 | 45% |  | 900 | 0% | 0% | 0% | 0% | 0% | 0% | 0% | 0% | 0% | 0% | 0% | 0%
-14 | 40% |  | 1000 | 0% | 0% | 0% | 0% | 0% | 0% | 0% | 0% | 0% | 0% | 0% | 0%
-12 | 35% |  | 1100 | 0% | 0% | 0% | 0% | 0% | 0% | 0% | 0% | 0% | 0% | 0% | 0%
-10 | 30% |  | 1200 | 0% | 0% | 0% | 0% | 0% | 0% | 0% | 0% | 0% | 0% | 0% | 0%
-8 | 25% |  | 1300 | 0% | 0% | 0% | 0% | 0% | 0% | 0% | 0% | 0% | 0% | 0% | 0%
-6 | 20% |  | 1400 | 0% | 0% | 0% | 0% | 0% | 0% | 0% | 0% | 0% | 0% | 0% | 0%
-4 | 15% |  | 1500 | 0% | 0% | 0% | 0% | 0% | 0% | 0% | 0% | 0% | 0% | 0% | 0%
-2 | 10% |  | 1600 | 0% | 0% | 0% | 0% | 0% | 0% | 0% | 0% | 0% | 0% | 0% | 0%
0 | 0% |  | 1700 | 0% | 0% | 0% | 0% | 0% | 0% | 0% | 0% | 0% | 0% | 0% | 0%
|  |  | 1800 | 0% | 0% | 0% | 0% | 0% | 0% | 0% | 0% | 0% | 0% | 0% | 0%
|  |  | 1900 | 0% | 0% | 0% | 0% | 0% | 0% | 0% | 0% | 0% | 0% | 0% | 0%
|  |  | 2000 | 0% | 0% | 0% | 0% | 0% | 0% | 0% | 0% | 0% | 0% | 0% | 0%
|  |  | 2100 | 0% | 0% | 0% | 0% | 0% | 0% | 0% | 0% | 0% | 0% | 0% | 0%
|  |  | 2200 | 0% | 0% | 0% | 0% | 0% | 0% | 0% | 0% | 0% | 0% | 0% | 0%
|  |  | 2300 | 0% | 0% | 0% | 0% | 0% | 0% | 0% | 0% | 0% | 0% | 0% | 0%
|  |  | 2400 | 0% | 0% | 0% | 0% | 0% | 0% | 0% | 0% | 0% | 0% | 0% | 0%
|  |  | Chiller Hours Saved per Day | 0 | 0 | 0 | 0 | 0 | 0 | 0 | 0 | 0 | 0 | 0 | 0
|  |  | Cooling Days Per Month | 0 | 0 | 0 | 0 | 0 | 0 | 0 | 0 | 0 | 0 | 0 | 0
|  |  | Total Chiller Hours Saved | 0 | 0 | 0 | 0 | 0 | 0 | 0 | 0 | 0 | 0 | 0 | 0 | 0
|  |  | Chiller Electricity Savings | 0 | 0 | 0 | 0 | 0 | 0 | 0 | 0 | 0 | 0 | 0 | 0 | 0
Estimate of hourly average temperatures assumes low temperature is at sunrise and high is 3 hours before sunset.

## ChillerID#5 (hidden)
Chiller ID#1 Information
Unit Make | 0 |  |  | Line item Tonnage | 0 | (NRR) | Savings With Econo |  | Cost without Econo
Unit Model | 0 |  |  | Electrical Utility Rate | 0.1 | per KWH | Annual KWH savings | 0 | Annual KWH | 0
Unit Serial | 0 |  |  | Chiller design leaving | 0 | degrees F | Annual Dollar savings | 0 | Annual Dollar costs | 0
Tonnage | 0
Loading | 0% | [5 empty] | Carbon Value | 0 | Carbon Reductions LBS | 0
KW Rating | 0 | [7 empty] | Normal Carbon LBS | 0
Total Cooling Hours Required | [8 empty] | Carbon Reductions % | #DIV/0!
|  | Cooling Day Start Time |  | 0 | 0 | 0 | 0 | 0 | 0 | 0 | 0 | 0 | 0 | 0 | 0
|  | Cooling Day End Time |  | 0 | 0 | 0 | 0 | 0 | 0 | 0 | 0 | 0 | 0 | 0 | 0
|  | Cooling Days per Week |  | 0 | 0 | 0 | 0 | 0 | 0 | 0 | 0 | 0 | 0 | 0 | 0
Cooling Hour Schedule
|  |  |  | Jan | Feb | Mar | Apr | May | Jun | Jul | Aug | Sep | Oct | Nov | Dec
| Hour | 100 | 0 | 0 | 0 | 0 | 0 | 0 | 0 | 0 | 0 | 0 | 0 | 0 | 0
|  | 200 | 0 | 0 | 0 | 0 | 0 | 0 | 0 | 0 | 0 | 0 | 0 | 0 | 0
|  | 300 | 0 | 0 | 0 | 0 | 0 | 0 | 0 | 0 | 0 | 0 | 0 | 0 | 0
|  | 400 | 0 | 0 | 0 | 0 | 0 | 0 | 0 | 0 | 0 | 0 | 0 | 0 | 0
|  | 500 | 0 | 0 | 0 | 0 | 0 | 0 | 0 | 0 | 0 | 0 | 0 | 0 | 0
|  | 600 | 0 | 0 | 0 | 0 | 0 | 0 | 0 | 0 | 0 | 0 | 0 | 0 | 0
|  | 700 | 0 | 0 | 0 | 0 | 0 | 0 | 0 | 0 | 0 | 0 | 0 | 0 | 0
|  | 800 | 0 | 0 | 0 | 0 | 0 | 0 | 0 | 0 | 0 | 0 | 0 | 0 | 0
|  | 900 | 0 | 0 | 0 | 0 | 0 | 0 | 0 | 0 | 0 | 0 | 0 | 0 | 0
|  | 1000 | 0 | 0 | 0 | 0 | 0 | 0 | 0 | 0 | 0 | 0 | 0 | 0 | 0
|  | 1100 | 0 | 0 | 0 | 0 | 0 | 0 | 0 | 0 | 0 | 0 | 0 | 0 | 0
|  | 1200 | 0 | 0 | 0 | 0 | 0 | 0 | 0 | 0 | 0 | 0 | 0 | 0 | 0
|  | 1300 | 0 | 0 | 0 | 0 | 0 | 0 | 0 | 0 | 0 | 0 | 0 | 0 | 0
|  | 1400 | 0 | 0 | 0 | 0 | 0 | 0 | 0 | 0 | 0 | 0 | 0 | 0 | 0
|  | 1500 | 0 | 0 | 0 | 0 | 0 | 0 | 0 | 0 | 0 | 0 | 0 | 0 | 0
|  | 1600 | 0 | 0 | 0 | 0 | 0 | 0 | 0 | 0 | 0 | 0 | 0 | 0 | 0
|  | 1700 | 0 | 0 | 0 | 0 | 0 | 0 | 0 | 0 | 0 | 0 | 0 | 0 | 0
|  | 1800 | 0 | 0 | 0 | 0 | 0 | 0 | 0 | 0 | 0 | 0 | 0 | 0 | 0
|  | 1900 | 0 | 0 | 0 | 0 | 0 | 0 | 0 | 0 | 0 | 0 | 0 | 0 | 0
|  | 2000 | 0 | 0 | 0 | 0 | 0 | 0 | 0 | 0 | 0 | 0 | 0 | 0 | 0
|  | 2100 | 0 | 0 | 0 | 0 | 0 | 0 | 0 | 0 | 0 | 0 | 0 | 0 | 0
|  | 2200 | 0 | 0 | 0 | 0 | 0 | 0 | 0 | 0 | 0 | 0 | 0 | 0 | 0
|  | 2300 | 0 | 0 | 0 | 0 | 0 | 0 | 0 | 0 | 0 | 0 | 0 | 0 | 0
|  | 2400 | 0 | 0 | 0 | 0 | 0 | 0 | 0 | 0 | 0 | 0 | 0 | 0 | 0
|  | Total Cooling Hours Required Per Day | 0 | 0 | 0 | 0 | 0 | 0 | 0 | 0 | 0 | 0 | 0 | 0 | 0
|  | Cooling Days Per Month | 0 | 0 | 0 | 0 | 0 | 0 | 0 | 0 | 0 | 0 | 0 | 0 | 0
|  | Total Cooling Hours Required | 0 | 0 | 0 | 0 | 0 | 0 | 0 | 0 | 0 | 0 | 0 | 0 | 0 | 0
|  | Climate Selection | 3 Midwest/Ohio Valley | May: Midwest/Ohio Valley; Aug: 3
Month
|  |  |  | Jan | Feb | Mar | Apr | May | Jun | Jul | Aug | Sep | Oct | Nov | Dec
|  | Climate Values | AVG High | 0 | 0 | 0 | 0 | 0 | 0 | 0 | 0 | 0 | 0 | 0 | 0
|  |  | Target | 0 | 0 | 0 | 0 | 0 | 0 | 0 | 0 | 0 | 0 | 0 | 0
|  |  | AVG Low | 0 | 0 | 0 | 0 | 0 | 0 | 0 | 0 | 0 | 0 | 0 | 0
|  |  | Sunrise | 700 | 700 | 600 | 500 | 400 | 400 | 400 | 500 | 500 | 600 | 700 | 700
|  |  | Sunset | 1800 | 1800 | 1900 | 1900 | 2000 | 2000 | 2000 | 2000 | 1900 | 1800 | 1700 | 1700
|  |  | Time of Max Temp | 1500 | 1500 | 1600 | 1600 | 1700 | 1700 | 1700 | 1700 | 1600 | 1500 | 1400 | 1400
Average Houly Temperature
|  | Hour | 100 | 0 | 0 | 0 | 0 | 0 | 0 | 0 | 0 | 0 | 0 | 0 | 0
|  |  | 200 | 0 | 0 | 0 | 0 | 0 | 0 | 0 | 0 | 0 | 0 | 0 | 0
|  |  | 300 | 0 | 0 | 0 | 0 | 0 | 0 | 0 | 0 | 0 | 0 | 0 | 0
|  |  | 400 | 0 | 0 | 0 | 0 | 0 | 0 | 0 | 0 | 0 | 0 | 0 | 0
|  |  | 500 | 0 | 0 | 0 | 0 | 0 | 0 | 0 | 0 | 0 | 0 | 0 | 0
|  |  | 600 | 0 | 0 | 0 | 0 | 0 | 0 | 0 | 0 | 0 | 0 | 0 | 0
|  |  | 700 | 0 | 0 | 0 | 0 | 0 | 0 | 0 | 0 | 0 | 0 | 0 | 0
|  |  | 800 | 0 | 0 | 0 | 0 | 0 | 0 | 0 | 0 | 0 | 0 | 0 | 0
|  |  | 900 | 0 | 0 | 0 | 0 | 0 | 0 | 0 | 0 | 0 | 0 | 0 | 0
|  |  | 1000 | 0 | 0 | 0 | 0 | 0 | 0 | 0 | 0 | 0 | 0 | 0 | 0
|  |  | 1100 | 0 | 0 | 0 | 0 | 0 | 0 | 0 | 0 | 0 | 0 | 0 | 0
|  |  | 1200 | 0 | 0 | 0 | 0 | 0 | 0 | 0 | 0 | 0 | 0 | 0 | 0
|  |  | 1300 | 0 | 0 | 0 | 0 | 0 | 0 | 0 | 0 | 0 | 0 | 0 | 0
|  |  | 1400 | 0 | 0 | 0 | 0 | 0 | 0 | 0 | 0 | 0 | 0 | 0 | 0
|  |  | 1500 | 0 | 0 | 0 | 0 | 0 | 0 | 0 | 0 | 0 | 0 | 0 | 0
|  |  | 1600 | 0 | 0 | 0 | 0 | 0 | 0 | 0 | 0 | 0 | 0 | 0 | 0
|  |  | 1700 | 0 | 0 | 0 | 0 | 0 | 0 | 0 | 0 | 0 | 0 | 0 | 0
|  |  | 1800 | 0 | 0 | 0 | 0 | 0 | 0 | 0 | 0 | 0 | 0 | 0 | 0
|  |  | 1900 | 0 | 0 | 0 | 0 | 0 | 0 | 0 | 0 | 0 | 0 | 0 | 0
|  |  | 2000 | 0 | 0 | 0 | 0 | 0 | 0 | 0 | 0 | 0 | 0 | 0 | 0
|  |  | 2100 | 0 | 0 | 0 | 0 | 0 | 0 | 0 | 0 | 0 | 0 | 0 | 0
|  |  | 2200 | 0 | 0 | 0 | 0 | 0 | 0 | 0 | 0 | 0 | 0 | 0 | 0
|  |  | 2300 | 0 | 0 | 0 | 0 | 0 | 0 | 0 | 0 | 0 | 0 | 0 | 0
|  |  | 2400 | 0 | 0 | 0 | 0 | 0 | 0 | 0 | 0 | 0 | 0 | 0 | 0
Compressor Savings |  |  |  | Month Apr: Economizer Deployment
Outside Temp | Saving % |  |  | Month Jan: Savings From Economizer; Month Apr: % of cooling load
0 | 100% |  |  | Month Apr: handled by Economizer
-86 | 100%
-36 | 100% |  |  | Month Jan: Month
-34 | 100% |  | Hour | Jan | Feb | Mar | Apr | May | Jun | Jul | Aug | Sep | Oct | Nov | Dec | Total
-32 | 100% |  | 100 | 0% | 0% | 0% | 0% | 0% | 0% | 0% | 0% | 0% | 0% | 0% | 0%
-30 | 100% |  | 200 | 0% | 0% | 0% | 0% | 0% | 0% | 0% | 0% | 0% | 0% | 0% | 0%
-28 | 100% |  | 300 | 0% | 0% | 0% | 0% | 0% | 0% | 0% | 0% | 0% | 0% | 0% | 0%
-26 | 95% |  | 400 | 0% | 0% | 0% | 0% | 0% | 0% | 0% | 0% | 0% | 0% | 0% | 0%
-24 | 85% |  | 500 | 0% | 0% | 0% | 0% | 0% | 0% | 0% | 0% | 0% | 0% | 0% | 0%
-22 | 65% |  | 600 | 0% | 0% | 0% | 0% | 0% | 0% | 0% | 0% | 0% | 0% | 0% | 0%
-20 | 59% |  | 700 | 0% | 0% | 0% | 0% | 0% | 0% | 0% | 0% | 0% | 0% | 0% | 0%
-18 | 48% |  | 800 | 0% | 0% | 0% | 0% | 0% | 0% | 0% | 0% | 0% | 0% | 0% | 0%
-16 | 45% |  | 900 | 0% | 0% | 0% | 0% | 0% | 0% | 0% | 0% | 0% | 0% | 0% | 0%
-14 | 40% |  | 1000 | 0% | 0% | 0% | 0% | 0% | 0% | 0% | 0% | 0% | 0% | 0% | 0%
-12 | 35% |  | 1100 | 0% | 0% | 0% | 0% | 0% | 0% | 0% | 0% | 0% | 0% | 0% | 0%
-10 | 30% |  | 1200 | 0% | 0% | 0% | 0% | 0% | 0% | 0% | 0% | 0% | 0% | 0% | 0%
-8 | 25% |  | 1300 | 0% | 0% | 0% | 0% | 0% | 0% | 0% | 0% | 0% | 0% | 0% | 0%
-6 | 20% |  | 1400 | 0% | 0% | 0% | 0% | 0% | 0% | 0% | 0% | 0% | 0% | 0% | 0%
-4 | 15% |  | 1500 | 0% | 0% | 0% | 0% | 0% | 0% | 0% | 0% | 0% | 0% | 0% | 0%
-2 | 10% |  | 1600 | 0% | 0% | 0% | 0% | 0% | 0% | 0% | 0% | 0% | 0% | 0% | 0%
0 | 0% |  | 1700 | 0% | 0% | 0% | 0% | 0% | 0% | 0% | 0% | 0% | 0% | 0% | 0%
|  |  | 1800 | 0% | 0% | 0% | 0% | 0% | 0% | 0% | 0% | 0% | 0% | 0% | 0%
|  |  | 1900 | 0% | 0% | 0% | 0% | 0% | 0% | 0% | 0% | 0% | 0% | 0% | 0%
|  |  | 2000 | 0% | 0% | 0% | 0% | 0% | 0% | 0% | 0% | 0% | 0% | 0% | 0%
|  |  | 2100 | 0% | 0% | 0% | 0% | 0% | 0% | 0% | 0% | 0% | 0% | 0% | 0%
|  |  | 2200 | 0% | 0% | 0% | 0% | 0% | 0% | 0% | 0% | 0% | 0% | 0% | 0%
|  |  | 2300 | 0% | 0% | 0% | 0% | 0% | 0% | 0% | 0% | 0% | 0% | 0% | 0%
|  |  | 2400 | 0% | 0% | 0% | 0% | 0% | 0% | 0% | 0% | 0% | 0% | 0% | 0%
|  |  | Chiller Hours Saved per Day | 0 | 0 | 0 | 0 | 0 | 0 | 0 | 0 | 0 | 0 | 0 | 0
|  |  | Cooling Days Per Month | 0 | 0 | 0 | 0 | 0 | 0 | 0 | 0 | 0 | 0 | 0 | 0
|  |  | Total Chiller Hours Saved | 0 | 0 | 0 | 0 | 0 | 0 | 0 | 0 | 0 | 0 | 0 | 0 | 0
|  |  | Chiller Electricity Savings | 0 | 0 | 0 | 0 | 0 | 0 | 0 | 0 | 0 | 0 | 0 | 0 | 0
Estimate of hourly average temperatures assumes low temperature is at sunrise and high is 3 hours before sunset.

## ChillerID#6 (hidden)
Chiller ID#1 Information
Unit Make | 0 |  |  | Line item Tonnage | 0 | (NRR) | Savings With Econo |  | Cost without Econo
Unit Model | 0 |  |  | Electrical Utility Rate | 0.1 | per KWH | Annual KWH savings | 0 | Annual KWH | 0
Unit Serial | 0 |  |  | Chiller design leaving | 0 | degrees F | Annual Dollar savings | 0 | Annual Dollar costs | 0
Tonnage | 0
Loading | 0% | [5 empty] | Carbon Value | 0 | Carbon Reductions LBS | 0
KW Rating | 0 | [7 empty] | Normal Carbon LBS | 0
Total Cooling Hours Required | [8 empty] | Carbon Reductions % | #DIV/0!
|  | Cooling Day Start Time |  | 0 | 0 | 0 | 0 | 0 | 0 | 0 | 0 | 0 | 0 | 0 | 0
|  | Cooling Day End Time |  | 0 | 0 | 0 | 0 | 0 | 0 | 0 | 0 | 0 | 0 | 0 | 0
|  | Cooling Days per Week |  | 0 | 0 | 0 | 0 | 0 | 0 | 0 | 0 | 0 | 0 | 0 | 0
Cooling Hour Schedule
|  |  |  | Jan | Feb | Mar | Apr | May | Jun | Jul | Aug | Sep | Oct | Nov | Dec
| Hour | 100 | 0 | 0 | 0 | 0 | 0 | 0 | 0 | 0 | 0 | 0 | 0 | 0 | 0
|  | 200 | 0 | 0 | 0 | 0 | 0 | 0 | 0 | 0 | 0 | 0 | 0 | 0 | 0
|  | 300 | 0 | 0 | 0 | 0 | 0 | 0 | 0 | 0 | 0 | 0 | 0 | 0 | 0
|  | 400 | 0 | 0 | 0 | 0 | 0 | 0 | 0 | 0 | 0 | 0 | 0 | 0 | 0
|  | 500 | 0 | 0 | 0 | 0 | 0 | 0 | 0 | 0 | 0 | 0 | 0 | 0 | 0
|  | 600 | 0 | 0 | 0 | 0 | 0 | 0 | 0 | 0 | 0 | 0 | 0 | 0 | 0
|  | 700 | 0 | 0 | 0 | 0 | 0 | 0 | 0 | 0 | 0 | 0 | 0 | 0 | 0
|  | 800 | 0 | 0 | 0 | 0 | 0 | 0 | 0 | 0 | 0 | 0 | 0 | 0 | 0
|  | 900 | 0 | 0 | 0 | 0 | 0 | 0 | 0 | 0 | 0 | 0 | 0 | 0 | 0
|  | 1000 | 0 | 0 | 0 | 0 | 0 | 0 | 0 | 0 | 0 | 0 | 0 | 0 | 0
|  | 1100 | 0 | 0 | 0 | 0 | 0 | 0 | 0 | 0 | 0 | 0 | 0 | 0 | 0
|  | 1200 | 0 | 0 | 0 | 0 | 0 | 0 | 0 | 0 | 0 | 0 | 0 | 0 | 0
|  | 1300 | 0 | 0 | 0 | 0 | 0 | 0 | 0 | 0 | 0 | 0 | 0 | 0 | 0
|  | 1400 | 0 | 0 | 0 | 0 | 0 | 0 | 0 | 0 | 0 | 0 | 0 | 0 | 0
|  | 1500 | 0 | 0 | 0 | 0 | 0 | 0 | 0 | 0 | 0 | 0 | 0 | 0 | 0
|  | 1600 | 0 | 0 | 0 | 0 | 0 | 0 | 0 | 0 | 0 | 0 | 0 | 0 | 0
|  | 1700 | 0 | 0 | 0 | 0 | 0 | 0 | 0 | 0 | 0 | 0 | 0 | 0 | 0
|  | 1800 | 0 | 0 | 0 | 0 | 0 | 0 | 0 | 0 | 0 | 0 | 0 | 0 | 0
|  | 1900 | 0 | 0 | 0 | 0 | 0 | 0 | 0 | 0 | 0 | 0 | 0 | 0 | 0
|  | 2000 | 0 | 0 | 0 | 0 | 0 | 0 | 0 | 0 | 0 | 0 | 0 | 0 | 0
|  | 2100 | 0 | 0 | 0 | 0 | 0 | 0 | 0 | 0 | 0 | 0 | 0 | 0 | 0
|  | 2200 | 0 | 0 | 0 | 0 | 0 | 0 | 0 | 0 | 0 | 0 | 0 | 0 | 0
|  | 2300 | 0 | 0 | 0 | 0 | 0 | 0 | 0 | 0 | 0 | 0 | 0 | 0 | 0
|  | 2400 | 0 | 0 | 0 | 0 | 0 | 0 | 0 | 0 | 0 | 0 | 0 | 0 | 0
|  | Total Cooling Hours Required Per Day | 0 | 0 | 0 | 0 | 0 | 0 | 0 | 0 | 0 | 0 | 0 | 0 | 0
|  | Cooling Days Per Month | 0 | 0 | 0 | 0 | 0 | 0 | 0 | 0 | 0 | 0 | 0 | 0 | 0
|  | Total Cooling Hours Required | 0 | 0 | 0 | 0 | 0 | 0 | 0 | 0 | 0 | 0 | 0 | 0 | 0 | 0
|  | Climate Selection | 3 Midwest/Ohio Valley | May: Midwest/Ohio Valley; Aug: 3
Month
|  |  |  | Jan | Feb | Mar | Apr | May | Jun | Jul | Aug | Sep | Oct | Nov | Dec
|  | Climate Values | AVG High | 0 | 0 | 0 | 0 | 0 | 0 | 0 | 0 | 0 | 0 | 0 | 0
|  |  | Target | 0 | 0 | 0 | 0 | 0 | 0 | 0 | 0 | 0 | 0 | 0 | 0
|  |  | AVG Low | 0 | 0 | 0 | 0 | 0 | 0 | 0 | 0 | 0 | 0 | 0 | 0
|  |  | Sunrise | 700 | 700 | 600 | 500 | 400 | 400 | 400 | 500 | 500 | 600 | 700 | 700
|  |  | Sunset | 1800 | 1800 | 1900 | 1900 | 2000 | 2000 | 2000 | 2000 | 1900 | 1800 | 1700 | 1700
|  |  | Time of Max Temp | 1500 | 1500 | 1600 | 1600 | 1700 | 1700 | 1700 | 1700 | 1600 | 1500 | 1400 | 1400
Average Houly Temperature
|  | Hour | 100 | 0 | 0 | 0 | 0 | 0 | 0 | 0 | 0 | 0 | 0 | 0 | 0
|  |  | 200 | 0 | 0 | 0 | 0 | 0 | 0 | 0 | 0 | 0 | 0 | 0 | 0
|  |  | 300 | 0 | 0 | 0 | 0 | 0 | 0 | 0 | 0 | 0 | 0 | 0 | 0
|  |  | 400 | 0 | 0 | 0 | 0 | 0 | 0 | 0 | 0 | 0 | 0 | 0 | 0
|  |  | 500 | 0 | 0 | 0 | 0 | 0 | 0 | 0 | 0 | 0 | 0 | 0 | 0
|  |  | 600 | 0 | 0 | 0 | 0 | 0 | 0 | 0 | 0 | 0 | 0 | 0 | 0
|  |  | 700 | 0 | 0 | 0 | 0 | 0 | 0 | 0 | 0 | 0 | 0 | 0 | 0
|  |  | 800 | 0 | 0 | 0 | 0 | 0 | 0 | 0 | 0 | 0 | 0 | 0 | 0
|  |  | 900 | 0 | 0 | 0 | 0 | 0 | 0 | 0 | 0 | 0 | 0 | 0 | 0
|  |  | 1000 | 0 | 0 | 0 | 0 | 0 | 0 | 0 | 0 | 0 | 0 | 0 | 0
|  |  | 1100 | 0 | 0 | 0 | 0 | 0 | 0 | 0 | 0 | 0 | 0 | 0 | 0
|  |  | 1200 | 0 | 0 | 0 | 0 | 0 | 0 | 0 | 0 | 0 | 0 | 0 | 0
|  |  | 1300 | 0 | 0 | 0 | 0 | 0 | 0 | 0 | 0 | 0 | 0 | 0 | 0
|  |  | 1400 | 0 | 0 | 0 | 0 | 0 | 0 | 0 | 0 | 0 | 0 | 0 | 0
|  |  | 1500 | 0 | 0 | 0 | 0 | 0 | 0 | 0 | 0 | 0 | 0 | 0 | 0
|  |  | 1600 | 0 | 0 | 0 | 0 | 0 | 0 | 0 | 0 | 0 | 0 | 0 | 0
|  |  | 1700 | 0 | 0 | 0 | 0 | 0 | 0 | 0 | 0 | 0 | 0 | 0 | 0
|  |  | 1800 | 0 | 0 | 0 | 0 | 0 | 0 | 0 | 0 | 0 | 0 | 0 | 0
|  |  | 1900 | 0 | 0 | 0 | 0 | 0 | 0 | 0 | 0 | 0 | 0 | 0 | 0
|  |  | 2000 | 0 | 0 | 0 | 0 | 0 | 0 | 0 | 0 | 0 | 0 | 0 | 0
|  |  | 2100 | 0 | 0 | 0 | 0 | 0 | 0 | 0 | 0 | 0 | 0 | 0 | 0
|  |  | 2200 | 0 | 0 | 0 | 0 | 0 | 0 | 0 | 0 | 0 | 0 | 0 | 0
|  |  | 2300 | 0 | 0 | 0 | 0 | 0 | 0 | 0 | 0 | 0 | 0 | 0 | 0
|  |  | 2400 | 0 | 0 | 0 | 0 | 0 | 0 | 0 | 0 | 0 | 0 | 0 | 0
Compressor Savings |  |  |  | Month Apr: Economizer Deployment
Outside Temp | Saving % |  |  | Month Jan: Savings From Economizer; Month Apr: % of cooling load
0 | 100% |  |  | Month Apr: handled by Economizer
-86 | 100%
-36 | 100% |  |  | Month Jan: Month
-34 | 100% |  | Hour | Jan | Feb | Mar | Apr | May | Jun | Jul | Aug | Sep | Oct | Nov | Dec | Total
-32 | 100% |  | 100 | 0% | 0% | 0% | 0% | 0% | 0% | 0% | 0% | 0% | 0% | 0% | 0%
-30 | 100% |  | 200 | 0% | 0% | 0% | 0% | 0% | 0% | 0% | 0% | 0% | 0% | 0% | 0%
-28 | 100% |  | 300 | 0% | 0% | 0% | 0% | 0% | 0% | 0% | 0% | 0% | 0% | 0% | 0%
-26 | 95% |  | 400 | 0% | 0% | 0% | 0% | 0% | 0% | 0% | 0% | 0% | 0% | 0% | 0%
-24 | 85% |  | 500 | 0% | 0% | 0% | 0% | 0% | 0% | 0% | 0% | 0% | 0% | 0% | 0%
-22 | 65% |  | 600 | 0% | 0% | 0% | 0% | 0% | 0% | 0% | 0% | 0% | 0% | 0% | 0%
-20 | 59% |  | 700 | 0% | 0% | 0% | 0% | 0% | 0% | 0% | 0% | 0% | 0% | 0% | 0%
-18 | 48% |  | 800 | 0% | 0% | 0% | 0% | 0% | 0% | 0% | 0% | 0% | 0% | 0% | 0%
-16 | 45% |  | 900 | 0% | 0% | 0% | 0% | 0% | 0% | 0% | 0% | 0% | 0% | 0% | 0%
-14 | 40% |  | 1000 | 0% | 0% | 0% | 0% | 0% | 0% | 0% | 0% | 0% | 0% | 0% | 0%
-12 | 35% |  | 1100 | 0% | 0% | 0% | 0% | 0% | 0% | 0% | 0% | 0% | 0% | 0% | 0%
-10 | 30% |  | 1200 | 0% | 0% | 0% | 0% | 0% | 0% | 0% | 0% | 0% | 0% | 0% | 0%
-8 | 25% |  | 1300 | 0% | 0% | 0% | 0% | 0% | 0% | 0% | 0% | 0% | 0% | 0% | 0%
-6 | 20% |  | 1400 | 0% | 0% | 0% | 0% | 0% | 0% | 0% | 0% | 0% | 0% | 0% | 0%
-4 | 15% |  | 1500 | 0% | 0% | 0% | 0% | 0% | 0% | 0% | 0% | 0% | 0% | 0% | 0%
-2 | 10% |  | 1600 | 0% | 0% | 0% | 0% | 0% | 0% | 0% | 0% | 0% | 0% | 0% | 0%
0 | 0% |  | 1700 | 0% | 0% | 0% | 0% | 0% | 0% | 0% | 0% | 0% | 0% | 0% | 0%
|  |  | 1800 | 0% | 0% | 0% | 0% | 0% | 0% | 0% | 0% | 0% | 0% | 0% | 0%
|  |  | 1900 | 0% | 0% | 0% | 0% | 0% | 0% | 0% | 0% | 0% | 0% | 0% | 0%
|  |  | 2000 | 0% | 0% | 0% | 0% | 0% | 0% | 0% | 0% | 0% | 0% | 0% | 0%
|  |  | 2100 | 0% | 0% | 0% | 0% | 0% | 0% | 0% | 0% | 0% | 0% | 0% | 0%
|  |  | 2200 | 0% | 0% | 0% | 0% | 0% | 0% | 0% | 0% | 0% | 0% | 0% | 0%
|  |  | 2300 | 0% | 0% | 0% | 0% | 0% | 0% | 0% | 0% | 0% | 0% | 0% | 0%
|  |  | 2400 | 0% | 0% | 0% | 0% | 0% | 0% | 0% | 0% | 0% | 0% | 0% | 0%
|  |  | Chiller Hours Saved per Day | 0 | 0 | 0 | 0 | 0 | 0 | 0 | 0 | 0 | 0 | 0 | 0
|  |  | Cooling Days Per Month | 0 | 0 | 0 | 0 | 0 | 0 | 0 | 0 | 0 | 0 | 0 | 0
|  |  | Total Chiller Hours Saved | 0 | 0 | 0 | 0 | 0 | 0 | 0 | 0 | 0 | 0 | 0 | 0 | 0
|  |  | Chiller Electricity Savings | 0 | 0 | 0 | 0 | 0 | 0 | 0 | 0 | 0 | 0 | 0 | 0 | 0
Estimate of hourly average temperatures assumes low temperature is at sunrise and high is 3 hours before sunset.

## ChillerID#7 (hidden)
Chiller ID#1 Information
Unit Make | 0 |  |  | Line item Tonnage | 0 | (NRR) | Savings With Econo |  | Cost without Econo
Unit Model | 0 |  |  | Electrical Utility Rate | 0.1 | per KWH | Annual KWH savings | 0 | Annual KWH | 0
Unit Serial | 0 |  |  | Chiller design leaving | 0 | degrees F | Annual Dollar savings | 0 | Annual Dollar costs | 0
Tonnage | 0
Loading | 0% | [5 empty] | Carbon Value | 0 | Carbon Reductions LBS | 0
KW Rating | 0 | [7 empty] | Normal Carbon LBS | 0
Total Cooling Hours Required | [8 empty] | Carbon Reductions % | #DIV/0!
|  | Cooling Day Start Time |  | 0 | 0 | 0 | 0 | 0 | 0 | 0 | 0 | 0 | 0 | 0 | 0
|  | Cooling Day End Time |  | 0 | 0 | 0 | 0 | 0 | 0 | 0 | 0 | 0 | 0 | 0 | 0
|  | Cooling Days per Week |  | 0 | 0 | 0 | 0 | 0 | 0 | 0 | 0 | 0 | 0 | 0 | 0
Cooling Hour Schedule
|  |  |  | Jan | Feb | Mar | Apr | May | Jun | Jul | Aug | Sep | Oct | Nov | Dec
| Hour | 100 | 0 | 0 | 0 | 0 | 0 | 0 | 0 | 0 | 0 | 0 | 0 | 0 | 0
|  | 200 | 0 | 0 | 0 | 0 | 0 | 0 | 0 | 0 | 0 | 0 | 0 | 0 | 0
|  | 300 | 0 | 0 | 0 | 0 | 0 | 0 | 0 | 0 | 0 | 0 | 0 | 0 | 0
|  | 400 | 0 | 0 | 0 | 0 | 0 | 0 | 0 | 0 | 0 | 0 | 0 | 0 | 0
|  | 500 | 0 | 0 | 0 | 0 | 0 | 0 | 0 | 0 | 0 | 0 | 0 | 0 | 0
|  | 600 | 0 | 0 | 0 | 0 | 0 | 0 | 0 | 0 | 0 | 0 | 0 | 0 | 0
|  | 700 | 0 | 0 | 0 | 0 | 0 | 0 | 0 | 0 | 0 | 0 | 0 | 0 | 0
|  | 800 | 0 | 0 | 0 | 0 | 0 | 0 | 0 | 0 | 0 | 0 | 0 | 0 | 0
|  | 900 | 0 | 0 | 0 | 0 | 0 | 0 | 0 | 0 | 0 | 0 | 0 | 0 | 0
|  | 1000 | 0 | 0 | 0 | 0 | 0 | 0 | 0 | 0 | 0 | 0 | 0 | 0 | 0
|  | 1100 | 0 | 0 | 0 | 0 | 0 | 0 | 0 | 0 | 0 | 0 | 0 | 0 | 0
|  | 1200 | 0 | 0 | 0 | 0 | 0 | 0 | 0 | 0 | 0 | 0 | 0 | 0 | 0
|  | 1300 | 0 | 0 | 0 | 0 | 0 | 0 | 0 | 0 | 0 | 0 | 0 | 0 | 0
|  | 1400 | 0 | 0 | 0 | 0 | 0 | 0 | 0 | 0 | 0 | 0 | 0 | 0 | 0
|  | 1500 | 0 | 0 | 0 | 0 | 0 | 0 | 0 | 0 | 0 | 0 | 0 | 0 | 0
|  | 1600 | 0 | 0 | 0 | 0 | 0 | 0 | 0 | 0 | 0 | 0 | 0 | 0 | 0
|  | 1700 | 0 | 0 | 0 | 0 | 0 | 0 | 0 | 0 | 0 | 0 | 0 | 0 | 0
|  | 1800 | 0 | 0 | 0 | 0 | 0 | 0 | 0 | 0 | 0 | 0 | 0 | 0 | 0
|  | 1900 | 0 | 0 | 0 | 0 | 0 | 0 | 0 | 0 | 0 | 0 | 0 | 0 | 0
|  | 2000 | 0 | 0 | 0 | 0 | 0 | 0 | 0 | 0 | 0 | 0 | 0 | 0 | 0
|  | 2100 | 0 | 0 | 0 | 0 | 0 | 0 | 0 | 0 | 0 | 0 | 0 | 0 | 0
|  | 2200 | 0 | 0 | 0 | 0 | 0 | 0 | 0 | 0 | 0 | 0 | 0 | 0 | 0
|  | 2300 | 0 | 0 | 0 | 0 | 0 | 0 | 0 | 0 | 0 | 0 | 0 | 0 | 0
|  | 2400 | 0 | 0 | 0 | 0 | 0 | 0 | 0 | 0 | 0 | 0 | 0 | 0 | 0
|  | Total Cooling Hours Required Per Day | 0 | 0 | 0 | 0 | 0 | 0 | 0 | 0 | 0 | 0 | 0 | 0 | 0
|  | Cooling Days Per Month | 0 | 0 | 0 | 0 | 0 | 0 | 0 | 0 | 0 | 0 | 0 | 0 | 0
|  | Total Cooling Hours Required | 0 | 0 | 0 | 0 | 0 | 0 | 0 | 0 | 0 | 0 | 0 | 0 | 0 | 0
|  | Climate Selection | 3 Midwest/Ohio Valley | May: Midwest/Ohio Valley; Aug: 3
Month
|  |  |  | Jan | Feb | Mar | Apr | May | Jun | Jul | Aug | Sep | Oct | Nov | Dec
|  | Climate Values | AVG High | 0 | 0 | 0 | 0 | 0 | 0 | 0 | 0 | 0 | 0 | 0 | 0
|  |  | Target | 0 | 0 | 0 | 0 | 0 | 0 | 0 | 0 | 0 | 0 | 0 | 0
|  |  | AVG Low | 0 | 0 | 0 | 0 | 0 | 0 | 0 | 0 | 0 | 0 | 0 | 0
|  |  | Sunrise | 700 | 700 | 600 | 500 | 400 | 400 | 400 | 500 | 500 | 600 | 700 | 700
|  |  | Sunset | 1800 | 1800 | 1900 | 1900 | 2000 | 2000 | 2000 | 2000 | 1900 | 1800 | 1700 | 1700
|  |  | Time of Max Temp | 1500 | 1500 | 1600 | 1600 | 1700 | 1700 | 1700 | 1700 | 1600 | 1500 | 1400 | 1400
Average Houly Temperature
|  | Hour | 100 | 0 | 0 | 0 | 0 | 0 | 0 | 0 | 0 | 0 | 0 | 0 | 0
|  |  | 200 | 0 | 0 | 0 | 0 | 0 | 0 | 0 | 0 | 0 | 0 | 0 | 0
|  |  | 300 | 0 | 0 | 0 | 0 | 0 | 0 | 0 | 0 | 0 | 0 | 0 | 0
|  |  | 400 | 0 | 0 | 0 | 0 | 0 | 0 | 0 | 0 | 0 | 0 | 0 | 0
|  |  | 500 | 0 | 0 | 0 | 0 | 0 | 0 | 0 | 0 | 0 | 0 | 0 | 0
|  |  | 600 | 0 | 0 | 0 | 0 | 0 | 0 | 0 | 0 | 0 | 0 | 0 | 0
|  |  | 700 | 0 | 0 | 0 | 0 | 0 | 0 | 0 | 0 | 0 | 0 | 0 | 0
|  |  | 800 | 0 | 0 | 0 | 0 | 0 | 0 | 0 | 0 | 0 | 0 | 0 | 0
|  |  | 900 | 0 | 0 | 0 | 0 | 0 | 0 | 0 | 0 | 0 | 0 | 0 | 0
|  |  | 1000 | 0 | 0 | 0 | 0 | 0 | 0 | 0 | 0 | 0 | 0 | 0 | 0
|  |  | 1100 | 0 | 0 | 0 | 0 | 0 | 0 | 0 | 0 | 0 | 0 | 0 | 0
|  |  | 1200 | 0 | 0 | 0 | 0 | 0 | 0 | 0 | 0 | 0 | 0 | 0 | 0
|  |  | 1300 | 0 | 0 | 0 | 0 | 0 | 0 | 0 | 0 | 0 | 0 | 0 | 0
|  |  | 1400 | 0 | 0 | 0 | 0 | 0 | 0 | 0 | 0 | 0 | 0 | 0 | 0
|  |  | 1500 | 0 | 0 | 0 | 0 | 0 | 0 | 0 | 0 | 0 | 0 | 0 | 0
|  |  | 1600 | 0 | 0 | 0 | 0 | 0 | 0 | 0 | 0 | 0 | 0 | 0 | 0
|  |  | 1700 | 0 | 0 | 0 | 0 | 0 | 0 | 0 | 0 | 0 | 0 | 0 | 0
|  |  | 1800 | 0 | 0 | 0 | 0 | 0 | 0 | 0 | 0 | 0 | 0 | 0 | 0
|  |  | 1900 | 0 | 0 | 0 | 0 | 0 | 0 | 0 | 0 | 0 | 0 | 0 | 0
|  |  | 2000 | 0 | 0 | 0 | 0 | 0 | 0 | 0 | 0 | 0 | 0 | 0 | 0
|  |  | 2100 | 0 | 0 | 0 | 0 | 0 | 0 | 0 | 0 | 0 | 0 | 0 | 0
|  |  | 2200 | 0 | 0 | 0 | 0 | 0 | 0 | 0 | 0 | 0 | 0 | 0 | 0
|  |  | 2300 | 0 | 0 | 0 | 0 | 0 | 0 | 0 | 0 | 0 | 0 | 0 | 0
|  |  | 2400 | 0 | 0 | 0 | 0 | 0 | 0 | 0 | 0 | 0 | 0 | 0 | 0
Compressor Savings |  |  |  | Month Apr: Economizer Deployment
Outside Temp | Saving % |  |  | Month Jan: Savings From Economizer; Month Apr: % of cooling load
0 | 100% |  |  | Month Apr: handled by Economizer
-86 | 100%
-36 | 100% |  |  | Month Jan: Month
-34 | 100% |  | Hour | Jan | Feb | Mar | Apr | May | Jun | Jul | Aug | Sep | Oct | Nov | Dec | Total
-32 | 100% |  | 100 | 0% | 0% | 0% | 0% | 0% | 0% | 0% | 0% | 0% | 0% | 0% | 0%
-30 | 100% |  | 200 | 0% | 0% | 0% | 0% | 0% | 0% | 0% | 0% | 0% | 0% | 0% | 0%
-28 | 100% |  | 300 | 0% | 0% | 0% | 0% | 0% | 0% | 0% | 0% | 0% | 0% | 0% | 0%
-26 | 95% |  | 400 | 0% | 0% | 0% | 0% | 0% | 0% | 0% | 0% | 0% | 0% | 0% | 0%
-24 | 85% |  | 500 | 0% | 0% | 0% | 0% | 0% | 0% | 0% | 0% | 0% | 0% | 0% | 0%
-22 | 65% |  | 600 | 0% | 0% | 0% | 0% | 0% | 0% | 0% | 0% | 0% | 0% | 0% | 0%
-20 | 59% |  | 700 | 0% | 0% | 0% | 0% | 0% | 0% | 0% | 0% | 0% | 0% | 0% | 0%
-18 | 48% |  | 800 | 0% | 0% | 0% | 0% | 0% | 0% | 0% | 0% | 0% | 0% | 0% | 0%
-16 | 45% |  | 900 | 0% | 0% | 0% | 0% | 0% | 0% | 0% | 0% | 0% | 0% | 0% | 0%
-14 | 40% |  | 1000 | 0% | 0% | 0% | 0% | 0% | 0% | 0% | 0% | 0% | 0% | 0% | 0%
-12 | 35% |  | 1100 | 0% | 0% | 0% | 0% | 0% | 0% | 0% | 0% | 0% | 0% | 0% | 0%
-10 | 30% |  | 1200 | 0% | 0% | 0% | 0% | 0% | 0% | 0% | 0% | 0% | 0% | 0% | 0%
-8 | 25% |  | 1300 | 0% | 0% | 0% | 0% | 0% | 0% | 0% | 0% | 0% | 0% | 0% | 0%
-6 | 20% |  | 1400 | 0% | 0% | 0% | 0% | 0% | 0% | 0% | 0% | 0% | 0% | 0% | 0%
-4 | 15% |  | 1500 | 0% | 0% | 0% | 0% | 0% | 0% | 0% | 0% | 0% | 0% | 0% | 0%
-2 | 10% |  | 1600 | 0% | 0% | 0% | 0% | 0% | 0% | 0% | 0% | 0% | 0% | 0% | 0%
0 | 0% |  | 1700 | 0% | 0% | 0% | 0% | 0% | 0% | 0% | 0% | 0% | 0% | 0% | 0%
|  |  | 1800 | 0% | 0% | 0% | 0% | 0% | 0% | 0% | 0% | 0% | 0% | 0% | 0%
|  |  | 1900 | 0% | 0% | 0% | 0% | 0% | 0% | 0% | 0% | 0% | 0% | 0% | 0%
|  |  | 2000 | 0% | 0% | 0% | 0% | 0% | 0% | 0% | 0% | 0% | 0% | 0% | 0%
|  |  | 2100 | 0% | 0% | 0% | 0% | 0% | 0% | 0% | 0% | 0% | 0% | 0% | 0%
|  |  | 2200 | 0% | 0% | 0% | 0% | 0% | 0% | 0% | 0% | 0% | 0% | 0% | 0%
|  |  | 2300 | 0% | 0% | 0% | 0% | 0% | 0% | 0% | 0% | 0% | 0% | 0% | 0%
|  |  | 2400 | 0% | 0% | 0% | 0% | 0% | 0% | 0% | 0% | 0% | 0% | 0% | 0%
|  |  | Chiller Hours Saved per Day | 0 | 0 | 0 | 0 | 0 | 0 | 0 | 0 | 0 | 0 | 0 | 0
|  |  | Cooling Days Per Month | 0 | 0 | 0 | 0 | 0 | 0 | 0 | 0 | 0 | 0 | 0 | 0
|  |  | Total Chiller Hours Saved | 0 | 0 | 0 | 0 | 0 | 0 | 0 | 0 | 0 | 0 | 0 | 0 | 0
|  |  | Chiller Electricity Savings | 0 | 0 | 0 | 0 | 0 | 0 | 0 | 0 | 0 | 0 | 0 | 0 | 0
Estimate of hourly average temperatures assumes low temperature is at sunrise and high is 3 hours before sunset.

## ChillerID#8 (hidden)
Chiller ID#1 Information
Unit Make | 0 |  |  | Line item Tonnage | 0 | (NRR) | Savings With Econo |  | Cost without Econo
Unit Model | 0 |  |  | Electrical Utility Rate | 0.1 | per KWH | Annual KWH savings | 0 | Annual KWH | 0
Unit Serial | 0 |  |  | Chiller design leaving | 0 | degrees F | Annual Dollar savings | 0 | Annual Dollar costs | 0
Tonnage | 0
Loading | 0% | [5 empty] | Carbon Value | 0 | Carbon Reductions LBS | 0
KW Rating | 0 | [7 empty] | Normal Carbon LBS | 0
Total Cooling Hours Required | [8 empty] | Carbon Reductions % | #DIV/0!
|  | Cooling Day Start Time |  | 0 | 0 | 0 | 0 | 0 | 0 | 0 | 0 | 0 | 0 | 0 | 0
|  | Cooling Day End Time |  | 0 | 0 | 0 | 0 | 0 | 0 | 0 | 0 | 0 | 0 | 0 | 0
|  | Cooling Days per Week |  | 0 | 0 | 0 | 0 | 0 | 0 | 0 | 0 | 0 | 0 | 0 | 0
Cooling Hour Schedule
|  |  |  | Jan | Feb | Mar | Apr | May | Jun | Jul | Aug | Sep | Oct | Nov | Dec
| Hour | 100 | 0 | 0 | 0 | 0 | 0 | 0 | 0 | 0 | 0 | 0 | 0 | 0 | 0
|  | 200 | 0 | 0 | 0 | 0 | 0 | 0 | 0 | 0 | 0 | 0 | 0 | 0 | 0
|  | 300 | 0 | 0 | 0 | 0 | 0 | 0 | 0 | 0 | 0 | 0 | 0 | 0 | 0
|  | 400 | 0 | 0 | 0 | 0 | 0 | 0 | 0 | 0 | 0 | 0 | 0 | 0 | 0
|  | 500 | 0 | 0 | 0 | 0 | 0 | 0 | 0 | 0 | 0 | 0 | 0 | 0 | 0
|  | 600 | 0 | 0 | 0 | 0 | 0 | 0 | 0 | 0 | 0 | 0 | 0 | 0 | 0
|  | 700 | 0 | 0 | 0 | 0 | 0 | 0 | 0 | 0 | 0 | 0 | 0 | 0 | 0
|  | 800 | 0 | 0 | 0 | 0 | 0 | 0 | 0 | 0 | 0 | 0 | 0 | 0 | 0
|  | 900 | 0 | 0 | 0 | 0 | 0 | 0 | 0 | 0 | 0 | 0 | 0 | 0 | 0
|  | 1000 | 0 | 0 | 0 | 0 | 0 | 0 | 0 | 0 | 0 | 0 | 0 | 0 | 0
|  | 1100 | 0 | 0 | 0 | 0 | 0 | 0 | 0 | 0 | 0 | 0 | 0 | 0 | 0
|  | 1200 | 0 | 0 | 0 | 0 | 0 | 0 | 0 | 0 | 0 | 0 | 0 | 0 | 0
|  | 1300 | 0 | 0 | 0 | 0 | 0 | 0 | 0 | 0 | 0 | 0 | 0 | 0 | 0
|  | 1400 | 0 | 0 | 0 | 0 | 0 | 0 | 0 | 0 | 0 | 0 | 0 | 0 | 0
|  | 1500 | 0 | 0 | 0 | 0 | 0 | 0 | 0 | 0 | 0 | 0 | 0 | 0 | 0
|  | 1600 | 0 | 0 | 0 | 0 | 0 | 0 | 0 | 0 | 0 | 0 | 0 | 0 | 0
|  | 1700 | 0 | 0 | 0 | 0 | 0 | 0 | 0 | 0 | 0 | 0 | 0 | 0 | 0
|  | 1800 | 0 | 0 | 0 | 0 | 0 | 0 | 0 | 0 | 0 | 0 | 0 | 0 | 0
|  | 1900 | 0 | 0 | 0 | 0 | 0 | 0 | 0 | 0 | 0 | 0 | 0 | 0 | 0
|  | 2000 | 0 | 0 | 0 | 0 | 0 | 0 | 0 | 0 | 0 | 0 | 0 | 0 | 0
|  | 2100 | 0 | 0 | 0 | 0 | 0 | 0 | 0 | 0 | 0 | 0 | 0 | 0 | 0
|  | 2200 | 0 | 0 | 0 | 0 | 0 | 0 | 0 | 0 | 0 | 0 | 0 | 0 | 0
|  | 2300 | 0 | 0 | 0 | 0 | 0 | 0 | 0 | 0 | 0 | 0 | 0 | 0 | 0
|  | 2400 | 0 | 0 | 0 | 0 | 0 | 0 | 0 | 0 | 0 | 0 | 0 | 0 | 0
|  | Total Cooling Hours Required Per Day | 0 | 0 | 0 | 0 | 0 | 0 | 0 | 0 | 0 | 0 | 0 | 0 | 0
|  | Cooling Days Per Month | 0 | 0 | 0 | 0 | 0 | 0 | 0 | 0 | 0 | 0 | 0 | 0 | 0
|  | Total Cooling Hours Required | 0 | 0 | 0 | 0 | 0 | 0 | 0 | 0 | 0 | 0 | 0 | 0 | 0 | 0
|  | Climate Selection | 3 Midwest/Ohio Valley | May: Midwest/Ohio Valley; Aug: 3
Month
|  |  |  | Jan | Feb | Mar | Apr | May | Jun | Jul | Aug | Sep | Oct | Nov | Dec
|  | Climate Values | AVG High | 0 | 0 | 0 | 0 | 0 | 0 | 0 | 0 | 0 | 0 | 0 | 0
|  |  | Target | 0 | 0 | 0 | 0 | 0 | 0 | 0 | 0 | 0 | 0 | 0 | 0
|  |  | AVG Low | 0 | 0 | 0 | 0 | 0 | 0 | 0 | 0 | 0 | 0 | 0 | 0
|  |  | Sunrise | 700 | 700 | 600 | 500 | 400 | 400 | 400 | 500 | 500 | 600 | 700 | 700
|  |  | Sunset | 1800 | 1800 | 1900 | 1900 | 2000 | 2000 | 2000 | 2000 | 1900 | 1800 | 1700 | 1700
|  |  | Time of Max Temp | 1500 | 1500 | 1600 | 1600 | 1700 | 1700 | 1700 | 1700 | 1600 | 1500 | 1400 | 1400
Average Houly Temperature
|  | Hour | 100 | 0 | 0 | 0 | 0 | 0 | 0 | 0 | 0 | 0 | 0 | 0 | 0
|  |  | 200 | 0 | 0 | 0 | 0 | 0 | 0 | 0 | 0 | 0 | 0 | 0 | 0
|  |  | 300 | 0 | 0 | 0 | 0 | 0 | 0 | 0 | 0 | 0 | 0 | 0 | 0
|  |  | 400 | 0 | 0 | 0 | 0 | 0 | 0 | 0 | 0 | 0 | 0 | 0 | 0
|  |  | 500 | 0 | 0 | 0 | 0 | 0 | 0 | 0 | 0 | 0 | 0 | 0 | 0
|  |  | 600 | 0 | 0 | 0 | 0 | 0 | 0 | 0 | 0 | 0 | 0 | 0 | 0
|  |  | 700 | 0 | 0 | 0 | 0 | 0 | 0 | 0 | 0 | 0 | 0 | 0 | 0
|  |  | 800 | 0 | 0 | 0 | 0 | 0 | 0 | 0 | 0 | 0 | 0 | 0 | 0
|  |  | 900 | 0 | 0 | 0 | 0 | 0 | 0 | 0 | 0 | 0 | 0 | 0 | 0
|  |  | 1000 | 0 | 0 | 0 | 0 | 0 | 0 | 0 | 0 | 0 | 0 | 0 | 0
|  |  | 1100 | 0 | 0 | 0 | 0 | 0 | 0 | 0 | 0 | 0 | 0 | 0 | 0
|  |  | 1200 | 0 | 0 | 0 | 0 | 0 | 0 | 0 | 0 | 0 | 0 | 0 | 0
|  |  | 1300 | 0 | 0 | 0 | 0 | 0 | 0 | 0 | 0 | 0 | 0 | 0 | 0
|  |  | 1400 | 0 | 0 | 0 | 0 | 0 | 0 | 0 | 0 | 0 | 0 | 0 | 0
|  |  | 1500 | 0 | 0 | 0 | 0 | 0 | 0 | 0 | 0 | 0 | 0 | 0 | 0
|  |  | 1600 | 0 | 0 | 0 | 0 | 0 | 0 | 0 | 0 | 0 | 0 | 0 | 0
|  |  | 1700 | 0 | 0 | 0 | 0 | 0 | 0 | 0 | 0 | 0 | 0 | 0 | 0
|  |  | 1800 | 0 | 0 | 0 | 0 | 0 | 0 | 0 | 0 | 0 | 0 | 0 | 0
|  |  | 1900 | 0 | 0 | 0 | 0 | 0 | 0 | 0 | 0 | 0 | 0 | 0 | 0
|  |  | 2000 | 0 | 0 | 0 | 0 | 0 | 0 | 0 | 0 | 0 | 0 | 0 | 0
|  |  | 2100 | 0 | 0 | 0 | 0 | 0 | 0 | 0 | 0 | 0 | 0 | 0 | 0
|  |  | 2200 | 0 | 0 | 0 | 0 | 0 | 0 | 0 | 0 | 0 | 0 | 0 | 0
|  |  | 2300 | 0 | 0 | 0 | 0 | 0 | 0 | 0 | 0 | 0 | 0 | 0 | 0
|  |  | 2400 | 0 | 0 | 0 | 0 | 0 | 0 | 0 | 0 | 0 | 0 | 0 | 0
Compressor Savings |  |  |  | Month Apr: Economizer Deployment
Outside Temp | Saving % |  |  | Month Jan: Savings From Economizer; Month Apr: % of cooling load
0 | 100% |  |  | Month Apr: handled by Economizer
-86 | 100%
-36 | 100% |  |  | Month Jan: Month
-34 | 100% |  | Hour | Jan | Feb | Mar | Apr | May | Jun | Jul | Aug | Sep | Oct | Nov | Dec | Total
-32 | 100% |  | 100 | 0% | 0% | 0% | 0% | 0% | 0% | 0% | 0% | 0% | 0% | 0% | 0%
-30 | 100% |  | 200 | 0% | 0% | 0% | 0% | 0% | 0% | 0% | 0% | 0% | 0% | 0% | 0%
-28 | 100% |  | 300 | 0% | 0% | 0% | 0% | 0% | 0% | 0% | 0% | 0% | 0% | 0% | 0%
-26 | 95% |  | 400 | 0% | 0% | 0% | 0% | 0% | 0% | 0% | 0% | 0% | 0% | 0% | 0%
-24 | 85% |  | 500 | 0% | 0% | 0% | 0% | 0% | 0% | 0% | 0% | 0% | 0% | 0% | 0%
-22 | 65% |  | 600 | 0% | 0% | 0% | 0% | 0% | 0% | 0% | 0% | 0% | 0% | 0% | 0%
-20 | 59% |  | 700 | 0% | 0% | 0% | 0% | 0% | 0% | 0% | 0% | 0% | 0% | 0% | 0%
-18 | 48% |  | 800 | 0% | 0% | 0% | 0% | 0% | 0% | 0% | 0% | 0% | 0% | 0% | 0%
-16 | 45% |  | 900 | 0% | 0% | 0% | 0% | 0% | 0% | 0% | 0% | 0% | 0% | 0% | 0%
-14 | 40% |  | 1000 | 0% | 0% | 0% | 0% | 0% | 0% | 0% | 0% | 0% | 0% | 0% | 0%
-12 | 35% |  | 1100 | 0% | 0% | 0% | 0% | 0% | 0% | 0% | 0% | 0% | 0% | 0% | 0%
-10 | 30% |  | 1200 | 0% | 0% | 0% | 0% | 0% | 0% | 0% | 0% | 0% | 0% | 0% | 0%
-8 | 25% |  | 1300 | 0% | 0% | 0% | 0% | 0% | 0% | 0% | 0% | 0% | 0% | 0% | 0%
-6 | 20% |  | 1400 | 0% | 0% | 0% | 0% | 0% | 0% | 0% | 0% | 0% | 0% | 0% | 0%
-4 | 15% |  | 1500 | 0% | 0% | 0% | 0% | 0% | 0% | 0% | 0% | 0% | 0% | 0% | 0%
-2 | 10% |  | 1600 | 0% | 0% | 0% | 0% | 0% | 0% | 0% | 0% | 0% | 0% | 0% | 0%
0 | 0% |  | 1700 | 0% | 0% | 0% | 0% | 0% | 0% | 0% | 0% | 0% | 0% | 0% | 0%
|  |  | 1800 | 0% | 0% | 0% | 0% | 0% | 0% | 0% | 0% | 0% | 0% | 0% | 0%
|  |  | 1900 | 0% | 0% | 0% | 0% | 0% | 0% | 0% | 0% | 0% | 0% | 0% | 0%
|  |  | 2000 | 0% | 0% | 0% | 0% | 0% | 0% | 0% | 0% | 0% | 0% | 0% | 0%
|  |  | 2100 | 0% | 0% | 0% | 0% | 0% | 0% | 0% | 0% | 0% | 0% | 0% | 0%
|  |  | 2200 | 0% | 0% | 0% | 0% | 0% | 0% | 0% | 0% | 0% | 0% | 0% | 0%
|  |  | 2300 | 0% | 0% | 0% | 0% | 0% | 0% | 0% | 0% | 0% | 0% | 0% | 0%
|  |  | 2400 | 0% | 0% | 0% | 0% | 0% | 0% | 0% | 0% | 0% | 0% | 0% | 0%
|  |  | Chiller Hours Saved per Day | 0 | 0 | 0 | 0 | 0 | 0 | 0 | 0 | 0 | 0 | 0 | 0
|  |  | Cooling Days Per Month | 0 | 0 | 0 | 0 | 0 | 0 | 0 | 0 | 0 | 0 | 0 | 0
|  |  | Total Chiller Hours Saved | 0 | 0 | 0 | 0 | 0 | 0 | 0 | 0 | 0 | 0 | 0 | 0 | 0
|  |  | Chiller Electricity Savings | 0 | 0 | 0 | 0 | 0 | 0 | 0 | 0 | 0 | 0 | 0 | 0 | 0
Estimate of hourly average temperatures assumes low temperature is at sunrise and high is 3 hours before sunset.

## ChillerID#9 (hidden)
Chiller ID#1 Information
Unit Make | 0 |  |  | Line item Tonnage | 0 | (NRR) | Savings With Econo |  | Cost without Econo
Unit Model | 0 |  |  | Electrical Utility Rate | 0.1 | per KWH | Annual KWH savings | 0 | Annual KWH | 0
Unit Serial | 0 |  |  | Chiller design leaving | 0 | degrees F | Annual Dollar savings | 0 | Annual Dollar costs | 0
Tonnage | 0
Loading | 0% | [5 empty] | Carbon Value | 0 | Carbon Reductions LBS | 0
KW Rating | 0
Total Cooling Hours Required
|  | Cooling Day Start Time | 0 | 0 | 0 | 0 | 0 | 0 | 0 | 0 | 0 | 0 | 0 | 0 | 0
|  | Cooling Day End Time | 0 | 0 | 0 | 0 | 0 | 0 | 0 | 0 | 0 | 0 | 0 | 0 | 0
|  | Cooling Days per Week | 0 | 0 | 0 | 0 | 0 | 0 | 0 | 0 | 0 | 0 | 0 | 0 | 0
Cooling Hour Schedule
|  |  |  | Jan | Feb | Mar | Apr | May | Jun | Jul | Aug | Sep | Oct | Nov | Dec
| Hour | 100 | 0 | 0 | 0 | 0 | 0 | 0 | 0 | 0 | 0 | 0 | 0 | 0 | 0
|  | 200 | 0 | 0 | 0 | 0 | 0 | 0 | 0 | 0 | 0 | 0 | 0 | 0 | 0
|  | 300 | 0 | 0 | 0 | 0 | 0 | 0 | 0 | 0 | 0 | 0 | 0 | 0 | 0
|  | 400 | 0 | 0 | 0 | 0 | 0 | 0 | 0 | 0 | 0 | 0 | 0 | 0 | 0
|  | 500 | 0 | 0 | 0 | 0 | 0 | 0 | 0 | 0 | 0 | 0 | 0 | 0 | 0
|  | 600 | 0 | 0 | 0 | 0 | 0 | 0 | 0 | 0 | 0 | 0 | 0 | 0 | 0
|  | 700 | 0 | 0 | 0 | 0 | 0 | 0 | 0 | 0 | 0 | 0 | 0 | 0 | 0
|  | 800 | 0 | 0 | 0 | 0 | 0 | 0 | 0 | 0 | 0 | 0 | 0 | 0 | 0
|  | 900 | 0 | 0 | 0 | 0 | 0 | 0 | 0 | 0 | 0 | 0 | 0 | 0 | 0
|  | 1000 | 0 | 0 | 0 | 0 | 0 | 0 | 0 | 0 | 0 | 0 | 0 | 0 | 0
|  | 1100 | 0 | 0 | 0 | 0 | 0 | 0 | 0 | 0 | 0 | 0 | 0 | 0 | 0
|  | 1200 | 0 | 0 | 0 | 0 | 0 | 0 | 0 | 0 | 0 | 0 | 0 | 0 | 0
|  | 1300 | 0 | 0 | 0 | 0 | 0 | 0 | 0 | 0 | 0 | 0 | 0 | 0 | 0
|  | 1400 | 0 | 0 | 0 | 0 | 0 | 0 | 0 | 0 | 0 | 0 | 0 | 0 | 0
|  | 1500 | 0 | 0 | 0 | 0 | 0 | 0 | 0 | 0 | 0 | 0 | 0 | 0 | 0
|  | 1600 | 0 | 0 | 0 | 0 | 0 | 0 | 0 | 0 | 0 | 0 | 0 | 0 | 0
|  | 1700 | 0 | 0 | 0 | 0 | 0 | 0 | 0 | 0 | 0 | 0 | 0 | 0 | 0
|  | 1800 | 0 | 0 | 0 | 0 | 0 | 0 | 0 | 0 | 0 | 0 | 0 | 0 | 0
|  | 1900 | 0 | 0 | 0 | 0 | 0 | 0 | 0 | 0 | 0 | 0 | 0 | 0 | 0
|  | 2000 | 0 | 0 | 0 | 0 | 0 | 0 | 0 | 0 | 0 | 0 | 0 | 0 | 0
|  | 2100 | 0 | 0 | 0 | 0 | 0 | 0 | 0 | 0 | 0 | 0 | 0 | 0 | 0
|  | 2200 | 0 | 0 | 0 | 0 | 0 | 0 | 0 | 0 | 0 | 0 | 0 | 0 | 0
|  | 2300 | 0 | 0 | 0 | 0 | 0 | 0 | 0 | 0 | 0 | 0 | 0 | 0 | 0
|  | 2400 | 0 | 0 | 0 | 0 | 0 | 0 | 0 | 0 | 0 | 0 | 0 | 0 | 0
|  | Total Cooling Hours Required Per Day | 0 | 0 | 0 | 0 | 0 | 0 | 0 | 0 | 0 | 0 | 0 | 0 | 0
|  | Cooling Days Per Month | 0 | 0 | 0 | 0 | 0 | 0 | 0 | 0 | 0 | 0 | 0 | 0 | 0
|  | Total Cooling Hours Required | 0 | 0 | 0 | 0 | 0 | 0 | 0 | 0 | 0 | 0 | 0 | 0 | 0 | 0
|  | Climate Selection | 3 Midwest/Ohio Valley | May: Midwest/Ohio Valley; Aug: 3
Month
|  |  |  | Jan | Feb | Mar | Apr | May | Jun | Jul | Aug | Sep | Oct | Nov | Dec
|  | Climate Values | AVG High | 0 | 0 | 0 | 0 | 0 | 0 | 0 | 0 | 0 | 0 | 0 | 0
|  |  | Target | 0 | 0 | 0 | 0 | 0 | 0 | 0 | 0 | 0 | 0 | 0 | 0
|  |  | AVG Low | 0 | 0 | 0 | 0 | 0 | 0 | 0 | 0 | 0 | 0 | 0 | 0
|  |  | Sunrise | 700 | 700 | 600 | 500 | 400 | 400 | 400 | 500 | 500 | 600 | 700 | 700
|  |  | Sunset | 1800 | 1800 | 1900 | 1900 | 2000 | 2000 | 2000 | 2000 | 1900 | 1800 | 1700 | 1700
|  |  | Time of Max Temp | 1500 | 1500 | 1600 | 1600 | 1700 | 1700 | 1700 | 1700 | 1600 | 1500 | 1400 | 1400
Average Houly Temperature
|  | Hour | 100 | 0 | 0 | 0 | 0 | 0 | 0 | 0 | 0 | 0 | 0 | 0 | 0
|  |  | 200 | 0 | 0 | 0 | 0 | 0 | 0 | 0 | 0 | 0 | 0 | 0 | 0
|  |  | 300 | 0 | 0 | 0 | 0 | 0 | 0 | 0 | 0 | 0 | 0 | 0 | 0
|  |  | 400 | 0 | 0 | 0 | 0 | 0 | 0 | 0 | 0 | 0 | 0 | 0 | 0
|  |  | 500 | 0 | 0 | 0 | 0 | 0 | 0 | 0 | 0 | 0 | 0 | 0 | 0
|  |  | 600 | 0 | 0 | 0 | 0 | 0 | 0 | 0 | 0 | 0 | 0 | 0 | 0
|  |  | 700 | 0 | 0 | 0 | 0 | 0 | 0 | 0 | 0 | 0 | 0 | 0 | 0
|  |  | 800 | 0 | 0 | 0 | 0 | 0 | 0 | 0 | 0 | 0 | 0 | 0 | 0
|  |  | 900 | 0 | 0 | 0 | 0 | 0 | 0 | 0 | 0 | 0 | 0 | 0 | 0
|  |  | 1000 | 0 | 0 | 0 | 0 | 0 | 0 | 0 | 0 | 0 | 0 | 0 | 0
|  |  | 1100 | 0 | 0 | 0 | 0 | 0 | 0 | 0 | 0 | 0 | 0 | 0 | 0
|  |  | 1200 | 0 | 0 | 0 | 0 | 0 | 0 | 0 | 0 | 0 | 0 | 0 | 0
|  |  | 1300 | 0 | 0 | 0 | 0 | 0 | 0 | 0 | 0 | 0 | 0 | 0 | 0
|  |  | 1400 | 0 | 0 | 0 | 0 | 0 | 0 | 0 | 0 | 0 | 0 | 0 | 0
|  |  | 1500 | 0 | 0 | 0 | 0 | 0 | 0 | 0 | 0 | 0 | 0 | 0 | 0
|  |  | 1600 | 0 | 0 | 0 | 0 | 0 | 0 | 0 | 0 | 0 | 0 | 0 | 0
|  |  | 1700 | 0 | 0 | 0 | 0 | 0 | 0 | 0 | 0 | 0 | 0 | 0 | 0
|  |  | 1800 | 0 | 0 | 0 | 0 | 0 | 0 | 0 | 0 | 0 | 0 | 0 | 0
|  |  | 1900 | 0 | 0 | 0 | 0 | 0 | 0 | 0 | 0 | 0 | 0 | 0 | 0
|  |  | 2000 | 0 | 0 | 0 | 0 | 0 | 0 | 0 | 0 | 0 | 0 | 0 | 0
|  |  | 2100 | 0 | 0 | 0 | 0 | 0 | 0 | 0 | 0 | 0 | 0 | 0 | 0
|  |  | 2200 | 0 | 0 | 0 | 0 | 0 | 0 | 0 | 0 | 0 | 0 | 0 | 0
|  |  | 2300 | 0 | 0 | 0 | 0 | 0 | 0 | 0 | 0 | 0 | 0 | 0 | 0
|  |  | 2400 | 0 | 0 | 0 | 0 | 0 | 0 | 0 | 0 | 0 | 0 | 0 | 0
Compressor Savings |  |  |  | Month Apr: Economizer Deployment
Outside Temp | Saving % |  |  | Month Jan: Savings From Economizer; Month Apr: % of cooling load
0 | 100% |  |  | Month Apr: handled by Economizer
-86 | 100%
-36 | 100% |  |  | Month Jan: Month
-34 | 100% |  | Hour | Jan | Feb | Mar | Apr | May | Jun | Jul | Aug | Sep | Oct | Nov | Dec | Total
-32 | 100% |  | 100 | 0% | 0% | 0% | 0% | 0% | 0% | 0% | 0% | 0% | 0% | 0% | 0%
-30 | 100% |  | 200 | 0% | 0% | 0% | 0% | 0% | 0% | 0% | 0% | 0% | 0% | 0% | 0%
-28 | 100% |  | 300 | 0% | 0% | 0% | 0% | 0% | 0% | 0% | 0% | 0% | 0% | 0% | 0%
-26 | 95% |  | 400 | 0% | 0% | 0% | 0% | 0% | 0% | 0% | 0% | 0% | 0% | 0% | 0%
-24 | 85% |  | 500 | 0% | 0% | 0% | 0% | 0% | 0% | 0% | 0% | 0% | 0% | 0% | 0%
-22 | 65% |  | 600 | 0% | 0% | 0% | 0% | 0% | 0% | 0% | 0% | 0% | 0% | 0% | 0%
-20 | 59% |  | 700 | 0% | 0% | 0% | 0% | 0% | 0% | 0% | 0% | 0% | 0% | 0% | 0%
-18 | 48% |  | 800 | 0% | 0% | 0% | 0% | 0% | 0% | 0% | 0% | 0% | 0% | 0% | 0%
-16 | 45% |  | 900 | 0% | 0% | 0% | 0% | 0% | 0% | 0% | 0% | 0% | 0% | 0% | 0%
-14 | 40% |  | 1000 | 0% | 0% | 0% | 0% | 0% | 0% | 0% | 0% | 0% | 0% | 0% | 0%
-12 | 35% |  | 1100 | 0% | 0% | 0% | 0% | 0% | 0% | 0% | 0% | 0% | 0% | 0% | 0%
-10 | 30% |  | 1200 | 0% | 0% | 0% | 0% | 0% | 0% | 0% | 0% | 0% | 0% | 0% | 0%
-8 | 25% |  | 1300 | 0% | 0% | 0% | 0% | 0% | 0% | 0% | 0% | 0% | 0% | 0% | 0%
-6 | 20% |  | 1400 | 0% | 0% | 0% | 0% | 0% | 0% | 0% | 0% | 0% | 0% | 0% | 0%
-4 | 15% |  | 1500 | 0% | 0% | 0% | 0% | 0% | 0% | 0% | 0% | 0% | 0% | 0% | 0%
-2 | 10% |  | 1600 | 0% | 0% | 0% | 0% | 0% | 0% | 0% | 0% | 0% | 0% | 0% | 0%
0 | 0% |  | 1700 | 0% | 0% | 0% | 0% | 0% | 0% | 0% | 0% | 0% | 0% | 0% | 0%
|  |  | 1800 | 0% | 0% | 0% | 0% | 0% | 0% | 0% | 0% | 0% | 0% | 0% | 0%
|  |  | 1900 | 0% | 0% | 0% | 0% | 0% | 0% | 0% | 0% | 0% | 0% | 0% | 0%
|  |  | 2000 | 0% | 0% | 0% | 0% | 0% | 0% | 0% | 0% | 0% | 0% | 0% | 0%
|  |  | 2100 | 0% | 0% | 0% | 0% | 0% | 0% | 0% | 0% | 0% | 0% | 0% | 0%
|  |  | 2200 | 0% | 0% | 0% | 0% | 0% | 0% | 0% | 0% | 0% | 0% | 0% | 0%
|  |  | 2300 | 0% | 0% | 0% | 0% | 0% | 0% | 0% | 0% | 0% | 0% | 0% | 0%
|  |  | 2400 | 0% | 0% | 0% | 0% | 0% | 0% | 0% | 0% | 0% | 0% | 0% | 0%
|  |  | Chiller Hours Saved per Day | 0 | 0 | 0 | 0 | 0 | 0 | 0 | 0 | 0 | 0 | 0 | 0
|  |  | Cooling Days Per Month | 0 | 0 | 0 | 0 | 0 | 0 | 0 | 0 | 0 | 0 | 0 | 0
|  |  | Total Chiller Hours Saved | 0 | 0 | 0 | 0 | 0 | 0 | 0 | 0 | 0 | 0 | 0 | 0 | 0
|  |  | Chiller Electricity Savings | 0 | 0 | 0 | 0 | 0 | 0 | 0 | 0 | 0 | 0 | 0 | 0 | 0
Estimate of hourly average temperatures assumes low temperature is at sunrise and high is 3 hours before sunset.

## ChillerID#10 (hidden)
Chiller ID#1 Information
Unit Make | 0 |  |  | Line item Tonnage | 0 | (NRR) | Savings With Econo |  | Cost without Econo
Unit Model | 0 |  |  | Electrical Utility Rate | 0.1 | per KWH | Annual KWH savings | 0 | Annual KWH | 0
Unit Serial | 0 |  |  | Chiller design leaving | 0 | degrees F | Annual Dollar savings | 0 | Annual Dollar costs | 0
Tonnage | 0
Loading | 0% | [5 empty] | Carbon Value | 0 | Carbon Reductions LBS | 0
KW Rating | 0
Total Cooling Hours Required
|  | Cooling Day Start Time | 0 | 0 | 0 | 0 | 0 | 0 | 0 | 0 | 0 | 0 | 0 | 0 | 0
|  | Cooling Day End Time | 0 | 0 | 0 | 0 | 0 | 0 | 0 | 0 | 0 | 0 | 0 | 0 | 0
|  | Cooling Days per Week | 0 | 0 | 0 | 0 | 0 | 0 | 0 | 0 | 0 | 0 | 0 | 0 | 0
Cooling Hour Schedule
|  |  |  | Jan | Feb | Mar | Apr | May | Jun | Jul | Aug | Sep | Oct | Nov | Dec
| Hour | 100 | 0 | 0 | 0 | 0 | 0 | 0 | 0 | 0 | 0 | 0 | 0 | 0 | 0
|  | 200 | 0 | 0 | 0 | 0 | 0 | 0 | 0 | 0 | 0 | 0 | 0 | 0 | 0
|  | 300 | 0 | 0 | 0 | 0 | 0 | 0 | 0 | 0 | 0 | 0 | 0 | 0 | 0
|  | 400 | 0 | 0 | 0 | 0 | 0 | 0 | 0 | 0 | 0 | 0 | 0 | 0 | 0
|  | 500 | 0 | 0 | 0 | 0 | 0 | 0 | 0 | 0 | 0 | 0 | 0 | 0 | 0
|  | 600 | 0 | 0 | 0 | 0 | 0 | 0 | 0 | 0 | 0 | 0 | 0 | 0 | 0
|  | 700 | 0 | 0 | 0 | 0 | 0 | 0 | 0 | 0 | 0 | 0 | 0 | 0 | 0
|  | 800 | 0 | 0 | 0 | 0 | 0 | 0 | 0 | 0 | 0 | 0 | 0 | 0 | 0
|  | 900 | 0 | 0 | 0 | 0 | 0 | 0 | 0 | 0 | 0 | 0 | 0 | 0 | 0
|  | 1000 | 0 | 0 | 0 | 0 | 0 | 0 | 0 | 0 | 0 | 0 | 0 | 0 | 0
|  | 1100 | 0 | 0 | 0 | 0 | 0 | 0 | 0 | 0 | 0 | 0 | 0 | 0 | 0
|  | 1200 | 0 | 0 | 0 | 0 | 0 | 0 | 0 | 0 | 0 | 0 | 0 | 0 | 0
|  | 1300 | 0 | 0 | 0 | 0 | 0 | 0 | 0 | 0 | 0 | 0 | 0 | 0 | 0
|  | 1400 | 0 | 0 | 0 | 0 | 0 | 0 | 0 | 0 | 0 | 0 | 0 | 0 | 0
|  | 1500 | 0 | 0 | 0 | 0 | 0 | 0 | 0 | 0 | 0 | 0 | 0 | 0 | 0
|  | 1600 | 0 | 0 | 0 | 0 | 0 | 0 | 0 | 0 | 0 | 0 | 0 | 0 | 0
|  | 1700 | 0 | 0 | 0 | 0 | 0 | 0 | 0 | 0 | 0 | 0 | 0 | 0 | 0
|  | 1800 | 0 | 0 | 0 | 0 | 0 | 0 | 0 | 0 | 0 | 0 | 0 | 0 | 0
|  | 1900 | 0 | 0 | 0 | 0 | 0 | 0 | 0 | 0 | 0 | 0 | 0 | 0 | 0
|  | 2000 | 0 | 0 | 0 | 0 | 0 | 0 | 0 | 0 | 0 | 0 | 0 | 0 | 0
|  | 2100 | 0 | 0 | 0 | 0 | 0 | 0 | 0 | 0 | 0 | 0 | 0 | 0 | 0
|  | 2200 | 0 | 0 | 0 | 0 | 0 | 0 | 0 | 0 | 0 | 0 | 0 | 0 | 0
|  | 2300 | 0 | 0 | 0 | 0 | 0 | 0 | 0 | 0 | 0 | 0 | 0 | 0 | 0
|  | 2400 | 0 | 0 | 0 | 0 | 0 | 0 | 0 | 0 | 0 | 0 | 0 | 0 | 0
|  | Total Cooling Hours Required Per Day | 0 | 0 | 0 | 0 | 0 | 0 | 0 | 0 | 0 | 0 | 0 | 0 | 0
|  | Cooling Days Per Month | 0 | 0 | 0 | 0 | 0 | 0 | 0 | 0 | 0 | 0 | 0 | 0 | 0
|  | Total Cooling Hours Required | 0 | 0 | 0 | 0 | 0 | 0 | 0 | 0 | 0 | 0 | 0 | 0 | 0 | 0
|  | Climate Selection | 3 Midwest/Ohio Valley | May: Midwest/Ohio Valley; Aug: 3
Month
|  |  |  | Jan | Feb | Mar | Apr | May | Jun | Jul | Aug | Sep | Oct | Nov | Dec
|  | Climate Values | AVG High | 0 | 0 | 0 | 0 | 0 | 0 | 0 | 0 | 0 | 0 | 0 | 0
|  |  | Target | 0 | 0 | 0 | 0 | 0 | 0 | 0 | 0 | 0 | 0 | 0 | 0
|  |  | AVG Low | 0 | 0 | 0 | 0 | 0 | 0 | 0 | 0 | 0 | 0 | 0 | 0
|  |  | Sunrise | 700 | 700 | 600 | 500 | 400 | 400 | 400 | 500 | 500 | 600 | 700 | 700
|  |  | Sunset | 1800 | 1800 | 1900 | 1900 | 2000 | 2000 | 2000 | 2000 | 1900 | 1800 | 1700 | 1700
|  |  | Time of Max Temp | 1500 | 1500 | 1600 | 1600 | 1700 | 1700 | 1700 | 1700 | 1600 | 1500 | 1400 | 1400
Average Houly Temperature
|  | Hour | 100 | 0 | 0 | 0 | 0 | 0 | 0 | 0 | 0 | 0 | 0 | 0 | 0
|  |  | 200 | 0 | 0 | 0 | 0 | 0 | 0 | 0 | 0 | 0 | 0 | 0 | 0
|  |  | 300 | 0 | 0 | 0 | 0 | 0 | 0 | 0 | 0 | 0 | 0 | 0 | 0
|  |  | 400 | 0 | 0 | 0 | 0 | 0 | 0 | 0 | 0 | 0 | 0 | 0 | 0
|  |  | 500 | 0 | 0 | 0 | 0 | 0 | 0 | 0 | 0 | 0 | 0 | 0 | 0
|  |  | 600 | 0 | 0 | 0 | 0 | 0 | 0 | 0 | 0 | 0 | 0 | 0 | 0
|  |  | 700 | 0 | 0 | 0 | 0 | 0 | 0 | 0 | 0 | 0 | 0 | 0 | 0
|  |  | 800 | 0 | 0 | 0 | 0 | 0 | 0 | 0 | 0 | 0 | 0 | 0 | 0
|  |  | 900 | 0 | 0 | 0 | 0 | 0 | 0 | 0 | 0 | 0 | 0 | 0 | 0
|  |  | 1000 | 0 | 0 | 0 | 0 | 0 | 0 | 0 | 0 | 0 | 0 | 0 | 0
|  |  | 1100 | 0 | 0 | 0 | 0 | 0 | 0 | 0 | 0 | 0 | 0 | 0 | 0
|  |  | 1200 | 0 | 0 | 0 | 0 | 0 | 0 | 0 | 0 | 0 | 0 | 0 | 0
|  |  | 1300 | 0 | 0 | 0 | 0 | 0 | 0 | 0 | 0 | 0 | 0 | 0 | 0
|  |  | 1400 | 0 | 0 | 0 | 0 | 0 | 0 | 0 | 0 | 0 | 0 | 0 | 0
|  |  | 1500 | 0 | 0 | 0 | 0 | 0 | 0 | 0 | 0 | 0 | 0 | 0 | 0
|  |  | 1600 | 0 | 0 | 0 | 0 | 0 | 0 | 0 | 0 | 0 | 0 | 0 | 0
|  |  | 1700 | 0 | 0 | 0 | 0 | 0 | 0 | 0 | 0 | 0 | 0 | 0 | 0
|  |  | 1800 | 0 | 0 | 0 | 0 | 0 | 0 | 0 | 0 | 0 | 0 | 0 | 0
|  |  | 1900 | 0 | 0 | 0 | 0 | 0 | 0 | 0 | 0 | 0 | 0 | 0 | 0
|  |  | 2000 | 0 | 0 | 0 | 0 | 0 | 0 | 0 | 0 | 0 | 0 | 0 | 0
|  |  | 2100 | 0 | 0 | 0 | 0 | 0 | 0 | 0 | 0 | 0 | 0 | 0 | 0
|  |  | 2200 | 0 | 0 | 0 | 0 | 0 | 0 | 0 | 0 | 0 | 0 | 0 | 0
|  |  | 2300 | 0 | 0 | 0 | 0 | 0 | 0 | 0 | 0 | 0 | 0 | 0 | 0
|  |  | 2400 | 0 | 0 | 0 | 0 | 0 | 0 | 0 | 0 | 0 | 0 | 0 | 0
Compressor Savings |  |  |  | Month Apr: Economizer Deployment
Outside Temp | Saving % |  |  | Month Jan: Savings From Economizer; Month Apr: % of cooling load
0 | 100% |  |  | Month Apr: handled by Economizer
-86 | 100%
-36 | 100% |  |  | Month Jan: Month
-34 | 100% |  | Hour | Jan | Feb | Mar | Apr | May | Jun | Jul | Aug | Sep | Oct | Nov | Dec | Total
-32 | 100% |  | 100 | 0% | 0% | 0% | 0% | 0% | 0% | 0% | 0% | 0% | 0% | 0% | 0%
-30 | 100% |  | 200 | 0% | 0% | 0% | 0% | 0% | 0% | 0% | 0% | 0% | 0% | 0% | 0%
-28 | 100% |  | 300 | 0% | 0% | 0% | 0% | 0% | 0% | 0% | 0% | 0% | 0% | 0% | 0%
-26 | 95% |  | 400 | 0% | 0% | 0% | 0% | 0% | 0% | 0% | 0% | 0% | 0% | 0% | 0%
-24 | 85% |  | 500 | 0% | 0% | 0% | 0% | 0% | 0% | 0% | 0% | 0% | 0% | 0% | 0%
-22 | 65% |  | 600 | 0% | 0% | 0% | 0% | 0% | 0% | 0% | 0% | 0% | 0% | 0% | 0%
-20 | 59% |  | 700 | 0% | 0% | 0% | 0% | 0% | 0% | 0% | 0% | 0% | 0% | 0% | 0%
-18 | 48% |  | 800 | 0% | 0% | 0% | 0% | 0% | 0% | 0% | 0% | 0% | 0% | 0% | 0%
-16 | 45% |  | 900 | 0% | 0% | 0% | 0% | 0% | 0% | 0% | 0% | 0% | 0% | 0% | 0%
-14 | 40% |  | 1000 | 0% | 0% | 0% | 0% | 0% | 0% | 0% | 0% | 0% | 0% | 0% | 0%
-12 | 35% |  | 1100 | 0% | 0% | 0% | 0% | 0% | 0% | 0% | 0% | 0% | 0% | 0% | 0%
-10 | 30% |  | 1200 | 0% | 0% | 0% | 0% | 0% | 0% | 0% | 0% | 0% | 0% | 0% | 0%
-8 | 25% |  | 1300 | 0% | 0% | 0% | 0% | 0% | 0% | 0% | 0% | 0% | 0% | 0% | 0%
-6 | 20% |  | 1400 | 0% | 0% | 0% | 0% | 0% | 0% | 0% | 0% | 0% | 0% | 0% | 0%
-4 | 15% |  | 1500 | 0% | 0% | 0% | 0% | 0% | 0% | 0% | 0% | 0% | 0% | 0% | 0%
-2 | 10% |  | 1600 | 0% | 0% | 0% | 0% | 0% | 0% | 0% | 0% | 0% | 0% | 0% | 0%
0 | 0% |  | 1700 | 0% | 0% | 0% | 0% | 0% | 0% | 0% | 0% | 0% | 0% | 0% | 0%
|  |  | 1800 | 0% | 0% | 0% | 0% | 0% | 0% | 0% | 0% | 0% | 0% | 0% | 0%
|  |  | 1900 | 0% | 0% | 0% | 0% | 0% | 0% | 0% | 0% | 0% | 0% | 0% | 0%
|  |  | 2000 | 0% | 0% | 0% | 0% | 0% | 0% | 0% | 0% | 0% | 0% | 0% | 0%
|  |  | 2100 | 0% | 0% | 0% | 0% | 0% | 0% | 0% | 0% | 0% | 0% | 0% | 0%
|  |  | 2200 | 0% | 0% | 0% | 0% | 0% | 0% | 0% | 0% | 0% | 0% | 0% | 0%
|  |  | 2300 | 0% | 0% | 0% | 0% | 0% | 0% | 0% | 0% | 0% | 0% | 0% | 0%
|  |  | 2400 | 0% | 0% | 0% | 0% | 0% | 0% | 0% | 0% | 0% | 0% | 0% | 0%
|  |  | Chiller Hours Saved per Day | 0 | 0 | 0 | 0 | 0 | 0 | 0 | 0 | 0 | 0 | 0 | 0
|  |  | Cooling Days Per Month | 0 | 0 | 0 | 0 | 0 | 0 | 0 | 0 | 0 | 0 | 0 | 0
|  |  | Total Chiller Hours Saved | 0 | 0 | 0 | 0 | 0 | 0 | 0 | 0 | 0 | 0 | 0 | 0 | 0
|  |  | Chiller Electricity Savings | 0 | 0 | 0 | 0 | 0 | 0 | 0 | 0 | 0 | 0 | 0 | 0 | 0
Estimate of hourly average temperatures assumes low temperature is at sunrise and high is 3 hours before sunset.

## Climate Database (hidden)
Climate Database
Month
|  |  | Jan | Feb | Mar | Apr | May | Jun | Jul | Aug | Sep | Oct | Nov | Dec
1 | Northwestern | High | 36 | 44 | 53 | 62 | 71 | 80 | 90 | 88 | 78 | 65 | 48 | 38
|  | Average | 29 | 36 | 42 | 49 | 58 | 66 | 74 | 73 | 63 | 52 | 40 | 31
|  | Low | 22 | 27 | 31 | 37 | 44 | 52 | 58 | 57 | 48 | 39 | 30 | 23
|  | Avg Sunrise | 813 | 746.2143 | 671.8387 | 583.1667 | 520.0323 | 504.2 | 518.9355 | 561.0645 | 624.8667 | 681.1613 | 739.3667 | 808.129
|  | Avg Sunset | 1735.8387 | 1810.25 | 1865.2581 | 1928.9333 | 1989.4839 | 2026.9 | 2021.7742 | 1955.0968 | 1870.0333 | 1781 | 1720.5667 | 1710.6774
2 | High Plains | High | 33 | 38 | 50 | 64 | 74 | 85 | 89 | 86 | 78 | 66 | 49 | 36
|  | Average | 22 | 28 | 39 | 52 | 62 | 73 | 78 | 75 | 66 | 53 | 38 | 26
|  | Low | 11 | 16 | 27 | 39 | 50 | 60 | 66 | 64 | 53 | 40 | 27 | 16
|  | Avg Sunrise | 747.0323 | 720.7857 | 637.871 | 556.8333 | 504.3226 | 455.8667 | 506.8387 | 538 | 598.3 | 639.2258 | 711.5 | 743.4839
|  | Avg Sunset | 1725.3871 | 1782.1071 | 1834.3548 | 1896.1333 | 1937.7097 | 1981.6667 | 1966.4839 | 1922.7742 | 1834.7667 | 1753.129 | 1709.2 | 1686.0968
3 | Midwest/Ohio Valley | High | 28 | 33 | 45 | 62 | 73 | 82 | 86 | 84 | 76 | 64 | 46 | 32
|  | Average | 18 | 24 | 35 | 50 | 62 | 71 | 75 | 73 | 64 | 52 | 36 | 23
|  | Low | 8 | 14 | 25 | 38 | 50 | 60 | 64 | 62 | 52 | 40 | 26 | 14
|  | Avg Sunrise | 750.6129 | 722.3214 | 638.3548 | 552.2333 | 488.4839 | 449 | 487.8065 | 533.5484 | 594.0333 | 640 | 715.7667 | 747.7419
|  | Avg Sunset | 1719.6452 | 1774.1071 | 1833.0968 | 1897.3 | 1941.4194 | 1997.0333 | 1981.0323 | 1924.6452 | 1835.7333 | 1748.9032 | 1689.4 | 1660.3226
4 | New England/Mid Atlantic | High | 31 | 33 | 43 | 58 | 70 | 78 | 83 | 81 | 73 | 62 | 48 | 35
|  | Average | 22 | 24 | 34 | 47 | 58 | 67 | 72 | 70 | 61 | 51 | 40 | 27
|  | Low | 13 | 14 | 25 | 36 | 46 | 55 | 60 | 58 | 50 | 39 | 31 | 19
|  | Avg Sunrise | 720.5161 | 665 | 589.9355 | 505.6 | 433.0645 | 417.9333 | 432.2258 | 485.9355 | 535.4 | 600.5484 | 653.7 | 717.6774
|  | Avg Sunset | 1656.4194 | 1726.0714 | 1785.7742 | 1837.7 | 1906.0968 | 1933.7333 | 1929.129 | 1871.4194 | 1788.0667 | 1701.6452 | 1633.2 | 1624.129
5 | Southeast | High | 53 | 58 | 66 | 75 | 82 | 88 | 90 | 90 | 84 | 75 | 64 | 56
|  | Average | 43 | 47 | 54 | 63 | 70 | 77 | 80 | 80 | 74 | 63 | 53 | 46
|  | Low | 33 | 36 | 42 | 50 | 58 | 66 | 70 | 69 | 63 | 51 | 41 | 35
|  | Avg Sunrise | 650 | 631.1429 | 573 | 516.6667 | 447.0645 | 437.7667 | 449.1935 | 510.1613 | 531 | 561.9677 | 619.3 | 643.8387
|  | Avg Sunset | 1689.3226 | 1731.1786 | 1769.9355 | 1818.5 | 1841.2581 | 1875.4 | 1869.3871 | 1831.6774 | 1766.2667 | 1707.7419 | 1645.3667 | 1642.1935
6 | Southern | High | 56 | 60 | 69 | 77 | 83 | 90 | 92 | 92 | 87 | 78 | 68 | 59
|  | Average | 45 | 49 | 57 | 65 | 72 | 79 | 82 | 81 | 76 | 65 | 56 | 49
|  | Low | 34 | 37 | 45 | 52 | 61 | 68 | 71 | 70 | 65 | 52 | 43 | 37
|  | Avg Sunrise | 690.6774 | 643.2143 | 599.3226 | 531.5333 | 488.9355 | 454.4 | 499.1613 | 525.5484 | 544.9 | 596.4194 | 630.5667 | 663.4839
|  | Avg Sunset | 1719.6452 | 1746.25 | 1806.8065 | 1830.7667 | 1858.8387 | 1908.5667 | 1905.9355 | 1843.4516 | 1792.7 | 1727.4516 | 1682.5667 | 1672.871
7 | Southwestern | High | 47 | 53 | 61 | 71 | 80 | 90 | 92 | 89 | 83 | 72 | 57 | 48
|  | Average | 35 | 41 | 47 | 56 | 65 | 75 | 79 | 77 | 70 | 58 | 45 | 36
|  | Low | 23 | 27 | 33 | 41 | 50 | 60 | 65 | 63 | 56 | 44 | 32 | 24
|  | Avg Sunrise | 712.6129 | 662.3929 | 610.3548 | 534.1 | 487.2258 | 452.7667 | 494.2258 | 527 | 552.2667 | 613.4839 | 641.5 | 701.8065
|  | Avg Sunset | 1719.2258 | 1751.1786 | 1814.7097 | 1839.4333 | 1890.9032 | 1921.5667 | 1919.2581 | 1865.9032 | 1804.5 | 1730.6129 | 1682.7 | 1667.6774
1 Northwestern
2 High Plains
3 Midwest/Ohio Valley
4 New England/Mid Atlantic
5 Southeast
6 Southern
7 Southwestern

## Carbon (hidden)
Energy_Source | Co_per_kw
Coal | 490 | 0% | 0
Hydro | 0.35 | 0% | 0
Natural Gas | 95 | 0% | 0
Nuclear | 1 | 0% | 0
Oil | 19.5 | 0% | 0
Solar | 0.75 | 0% | 0
Wind | 0.35 | 0% | 0
0
5%
10%
15%
20%
25%
30%
35%
60%
65%
70%
75%
80%
85%
90%
100%

## KWH_Rates (hidden)
0.05
0.06
0.07
0.08
0.09
0.1
0.12
0.13
0.14
0.15
0.16
0.17
0.18
0.19
0.2